## Sheet1
Code | ARTGROUPID | EN_Description | ARTCLASSVERSION | ARTCLASSVERSIONDATE | Synonyms_EN
EC000001 | EG000012 | Busbar terminal | 6 |  | Busbar terminal, Cable clamp, Clamp, Connection clamp, Connection terminal, Lip
EC000003 | EG000020 | Residual current circuit breaker (RCCB) | 10 |  | Earth leakage switch, Explosion proof RCD, Explosion proof residual current device (RCD), PRCD, Portable Residual Current Device, Residual current circuit breaker (RCCB), Switch
EC000005 | EG000047 | Cable end sleeve | 8 |  | Blade receptacle, Blade terminal, Cable end sleeve, Cable lug, Sleeve, Twin cable end sleeve
EC000006 | EG000005 | Cover plate for installation units | 8 |  | Cover, Cover frame, Cover plate, Cover plate for device cup, Cover plate for duct outlet, Cover plate for installation units, Cover plate for subfloor outlet box, Cover plate for surface tank, Cover plate for universal support, Mounting plate, Surface tank
EC000007 | EG000013 | Cover frame for domestic switching devices | 10 |  | Cover, Cover frame, Cover frame for domestic switching devices, Cover plate, Cover plate for domestic switches and powerpoints (Imperial system), Decor frame, Frame
EC000008 | EG000015 | Tap off unit for busbar trunk | 5 |  | Tap off unit for busbar trunk
EC000009 | EG020045 | Hammer set anchor | 8 |  | Anchor bolt male, Anchor sleeve, Brass plug, Dowel, Expanding plug, Frontage plate anchor, Hammer set anchor, Heavy-duty plug, Mounting element, Nail anchor
EC000010 | EG020090 | Combination of contactors | 10 |  | Automatic reversing switch, Automatic star delta starter, Automatic star-delta starter, Combination of contactors, Contactor, Instigator, Left-right contactor, Motor starter, Reversing combination, Reversing contactor, Reversing safety, Reversing starter, Reversing switch, Star delta, Star-delta, Star-delta combination, Star-delta contactor, Star-delta instigator, Star-delta motor starter, Star-delta starter, Star-delta switch, Starter combination
EC000011 | EG000013 | Control element/cover plate for domestic switching devices | 10 |  | Blind, Blind cap, Blind plate, Button, Central cover plate, Centre plate, Control element, Control element/cover plate for domestic switching devices, Cover, Cover frame, Cover plate, Cover plate for switches/push buttons/dimmers/venetian blind, Handle, Hotel card, Key, One-part button, One-part rocker, Pull cord, Push button, Rocker, Rocker with mouth rod guiding, Set, Single push button, Single rocker, Three-part button, Three-part rocker, Toggle, Touch control button, Turn button, Turn button (knob), Turn handle, Two-part button, Two-part rocker, Venetian blind, Wing knob
EC000012 | EG021009 | Slotted cable trunking system | 9 |  | Cable duct, Slotted cable trunking system
EC000013 | EG000013 | Base plate for surface mounted wiring devices | 8 |  | 1-fold, 2-fold, 3-fold, 4-fold, Base plate, Base plate for surface mounted installation, Base plate for surface mounted wiring devices, Bottom plate, Combination double socket outlet, Housing base, Mounting cover, Mounting plate, Universal
EC000014 | EG000028 | Incandescent lamp tube-shaped | 10 |  | Bulb, Bulb tubular, Flashlight lamp, Incandescent lamp, Incandescent lamp tube-shaped, Indicator light complete, Lamp, Miniature lamp, Oven lamp, Refrigerator lamp, Signal lamp, Threaded lamp, Tube bulb, Tube lamp, Tube-shaped incandescent lamp
EC000016 | EG000014 | Explosion proof CEE socket outlet (IEC 60309) | 9 |  | Base unit, Base unit and cover, Ex-proof CEE socket outlet, Explosion proof CEE socket outlet, Explosion proof CEE socket outlet (IEC 60309), Socket outlet, Wall socket
EC000017 | EG000014 | Explosion proof CEE-plug/-coupler (IEC 60309) | 9 |  | Coupler, Ex-proof CEE-plug/-coupler, Explosion proof CEE-plug/-coupler, Explosion proof CEE-plug/-coupler (IEC 60309), Plug
EC000018 | EG000013 | Insert/cover for communication technology | 10 |  | Adapter, Antenna connection, Antenna socket, Blind, Blind cover, Blind plate, Central cover plate, Centre plate, Communication connection box, Cover, Cover plate, Covering cap, Elevation ring, Hinged lid, Insert, Insert/cover for communication technology, Mounting plate, Supporting plate
EC000019 | EG000001 | Coaxial cable | 9 |  | Antenna cable, Audio cable, Backbone cable, Bamboo cable, CATV cable, CCTV cable, Cable, Coaxial cable, Data network cable, Ethernet cable, Multi coax, Network cable, RG 11, RG 174, RG 213, RG 214, RG 223, RG 58, RG 59, RG 6, RG 62, RG 71, RG 8, Signal cable, Telematics cable, Trunk cable, Twinax, Twinax cable, Video cable
EC000020 | EG000013 | Combination of switch/push button with socket outlet | 10 |  | Combination of switch/push button with socket outlet, Combination push button/socket outlet, Combination push button/wall socket outlet, Combination switch/push button/wall socket outlet, Combination switch/socket outlet, Combination switch/wall socket outlet, Group push button, Intermediate switch, Off switch, Push button/socket outlet combination, Reversing push button, Series push button, Series switch, Single push button, Switch/socket outlet combination, Two-way switch
EC000022 | EG000004 | Bracket for cable support system | 8 |  | Bracket for cable support system, Clamping console, Console, Double wall bracket, Profile console, Support, Support bracket for cable support system, Supporting bracket, Threaded sleeve, Wall bracket, Wall console, Wall- and profile console
EC000023 | EG021007 | Cover for wall duct/Installation column | 9 |  | Blind cover, Cover, Cover for installation column, Cover for wall duct, Cover for wall duct/Installation column, Cover plate, Cover plate for installation column
EC000024 | EG000005 | Device installation insert for subfloor installation | 9 |  | Device installation box for underfloor-installation, Device installation insert for subfloor installation, Device installation insert for underfloor-installation, Hinged lid, Installation box for outdoor installation, Installation box for underfloor-installation
EC000025 | EG000013 | Dimmer | 10 |  | Adapter plug, Dimmer, Plug adapter
EC000026 | EG000020 | Low Voltage HRC solid link | 5 |  | Low Voltage HRC solid link
EC000028 | EG021006 | Threaded rod | 10 |  | A-Rod, Length, Pendant, Rod, Thread end, Threaded rod
EC000029 | EG000013 | Push button | 10 |  | Basic element, Button, Change-over contact, Group push button, Momentary switch, Pulse contact, Pulse switch, Push button, Push button switch, Push-switch button, Reversing pushbutton, Revolving contact, Series push button, Single push button, Touch control button
EC000030 | EG020099 | End switch | 9 |  | Alignment switch, Cabinet door switch, Circuit breaker, Door panel switch, Door switch, End contact, End switch, Hinge switch, Interlock switch, Key switch, Limit switch, Micro switch, Panel switch, Pen switch, Position switch, Safety gate switch, Safety limit switch, Safety position switch, Safety switch, Switch, Switch with separate actuator
EC000032 | EG000010 | Plug for cable screw gland | 10 |  | All-purpose plug, Blind, Blind plate, Dowel, Dummy plug, Plug for cable screw gland, Seal ring, Sealing plug, Sealing plug for pipeline
EC000033 | EG021005 | Mounting strap | 7 |  | Bracing strip, Installation strap, Mounting strap, Perforated mounting strip, Punched tape
EC000034 | EG000001 | Fibre optic cable | 10 |  | AT-V(ZN)H(ZN)BH, AT-V(ZN)Y(ZN)11Y, AT-V(ZN)Y(ZN)Y, AT-V(ZN)YY, AT-W(ZN)HH, AT-W(ZN)Y(ZN)11Y, AT-W(ZN)Y(ZN)Y, AT-W(ZN)YY, AT-W11Y(ZN)11Y, AT-WQ(ZN)Y(ZN)B2Y, Cable, Data cable, Fiber optic cable, Fibre optic cable, Fibre optics, I-V(ZN)HH, I-V4Y(ZN)11Y, I-V4Y(ZN)Y, MI-VHH, Optical fibre, Optical fibre cable
EC000036 | EG000020 | Miniature fuse holder | 7 |  | Miniature fuse, Miniature fuse holder
EC000037 | EG000028 | Halogen metal halide lamp without reflector | 10 |  | Discharge lamp, Halogen lamp, Halogen metal halide lamp, Halogen metal halide lamp without reflector, Lamp, Metal halide lamp
EC000038 | EG000028 | High voltage halogen lamp without reflector | 9 |  | Candle, Candle-shaped incandescent lamp, HV halogen lamp, Halogen lamp, High voltage halogen lamp, High voltage halogen lamp without reflector, Lamp
EC000040 | EG020045 | Cavity fixing | 8 |  | Cavity dowel, Cavity fixing, Dowel, Hollow ceiling anchor, Mounting element, Plasterboard fixing
EC000041 | EG020090 | Auxiliary contact block | 8 |  | Auxiliary contact block, Auxiliary switch, Auxiliary switch block, Body contact, Built-in device, Contact, Contact block, Contact body, Contact element, Help contact, Push button, Signalling switch, Switch block, Switch element
EC000042 | EG000020 | Miniature circuit breaker (MCB) | 9 |  | Automatic protection, Automaton, Built-in device, Circuit breaker, Circuit-breakers, Explosion proof MCB, Explosion proof miniature circuit breaker (MCB), Flex omat, Flexomat, MCB, Mini circuit breaker, Miniature circuit breaker (MCB), Over current switch, Overcurrent switch
EC000044 | EG000013 | Window blind switch | 10 |  | 1-pole push button, 1-pole switch, 1-pole switch and push switch, 2-pole push button, 2-pole switch, 2-pole switch and push switch, Awning switch, Installation switch, Key switch, Roller blind switch, Roller blinds switch, Shutter switch, Switch, Venetian blind switch, Venetian blind switch/-push button, Window blind switch, Window blinds switch
EC000045 | EG000028 | Candle-shaped incandescent lamp | 10 |  | Candle-shaped incandescent lamp, Incandescent lamp, Lamp
EC000046 | EG021005 | Cable tie | 9 |  | Band bundle, Burs tape, Cable band, Cable bundle band, Cable fixing band, Cable tie, Colson band, Endless tape, Fixing band, Hook-and-loop fastener tape, Installation strap, Knotted tie, Stainless steel band, Ty-rap, Wire bundle band
EC000047 | EG000004 | Cable tray | 9 |  | Cable duct, Cable support system, Cable tray, Cable tray/wide span cable tray, Cable trough, Ceiling cable tray, Ceiling cable tray system, Connector, Luminaire carrier tray
EC000048 | EG020045 | Anchor bolt | 9 |  | Anchor bolt, Bolt anchor, Bolt anchoring, Concrete anchor, Countersunk head screw, Cyclone bolt anchor, Cyclone plug through anchor, Dowel, Express anchor, Flat steel anchor, High performance anchor, Rail anchor, Screw anchor, Sleeve anchor, Track-/rail-anchor, Wall screw, Weather shell anchor, Wedge anchor
EC000050 | EG021006 | Chain | 9 |  | Ball chain, Chain, Curb link chain, Knot chain, Knotted chain, Link chain, Round steel chain, Sash chain
EC000051 | EG000028 | Sphere-shaped incandescent lamp | 10 |  | Incandescent lamp, Indicator light complete, Lamp, Sphere-shaped incandescent lamp
EC000052 | EG021008 | Coupler for plinth skirting duct | 9 |  | Coupler, Coupler for plinth skirting duct, Coupling piece, Joint cover
EC000054 | EG000028 | Incandescent lamp with ring head | 9 |  | Incandescent lamp, Incandescent lamp with reflector, Incandescent lamp with ring head, Lamp
EC000055 | EG000020 | Knife blade fuse | 9 |  | Diazed fuse link, Fuse-link, Knife blade fuse, Knife blade fuse (NH), Low Voltage HRC fuse
EC000056 | EG000028 | Mercury vapour lamp | 9 |  | Discharge lamp, Lamp, Mercury lamp, Mercury vapour lamp
EC000058 | EG000023 | Empty cabinet | 9 |  | Busbar housing, Distributor, Distributor case, Empty cabinet, Fuse enclosure, Housing, Small distribution board equipped, Terminal box
EC000059 | EG021009 | Mini/maxi trunking | 10 |  | Cable duct, Door diversion duct, Duct, Installation duct, Mini/maxi trunking, Trunking
EC000060 | EG000013 | Hood for light signalling unit | 6 |  | Aperture, Blind, Hood for light signalling unit, Lens, Lighting bonnet high, Lighting cap flat
EC000061 | EG000030 | Light pole | 10 |  | Light pole
EC000062 | EG000027 | Luminaire for streets and places | 10 |  | Luminaire for light pole, Luminaire for places, Luminaire for streets, Luminaire for streets and places, Street luminaire
EC000064 | EG000013 | Information light signal for domestic switching devices | 10 |  | Information light signal for domestic switching devices, Light signalling unit
EC000065 | EG000001 | Loudspeaker cable | 7 |  | Cable, Loudspeaker cable
EC000066 | EG020090 | Power contactor, AC switching | 9 |  | Contactor, Contactor, AC-switching, Magnet contactor, AC-switching, Mini contactor, Power contactor, AC switching, Power relay, Relay, Star-delta contactor, Switch module
EC000067 | EG000020 | Low Voltage HRC fuse base | 6 |  | Fuse base, Low Voltage HRC fuse base
EC000068 | EG000015 | Meter board | 8 |  | Connection space, Distributor, Meter board
EC000069 | EG020093 | Multimeter | 10 |  | Ampere meter, Analog multimeter, Digital multimeter, Frequency meter, Multi meter, Multimeter, Multitester, Test device, Universal meter, VOM, VOM meter, Voltmeter
EC000070 | EG000041 | Microphone | 5 |  | Capacitor microphone, Dynamic microphone, Hand, Head microphone, Microphone, Video-camera microphone
EC000071 | EG000015 | Mounting system for busbar trunk | 6 |  | Accessories for busbar trunks, Carrying handle, Double hook, Eye hook, Fixing clamp, Mounting bracket, Mounting clip, Mounting corner, Mounting system for busbar trunk, Retaining bracket, Suspension bracket, Wall mounting
EC000073 | EG021007 | Junction box for wall duct | 7 |  | Built-in installation box, CEE built-in installation box, Connector socket, Junction box for wall duct, Mounting frame
EC000074 | EG020090 | Motor protection circuit-breaker | 10 |  | Contactor automatic, Instigator, MBS, Manual motor starter, Motor protection circuit-breaker, Motor protection switch, Motor protective circuit-breaker, Motor starter, Power-cut-out switch, Starter, Switch
EC000075 | EG000027 | Plug in (night) light | 9 |  | Neon lamp, Plug in (night) light
EC000078 | EG000028 | Standard-shaped incandescent lamp | 10 |  | Incandescent lamp, Lamp, Pear-shape, Standard-shaped incandescent lamp
EC000079 | EG021008 | Appliance box for skirting duct | 9 |  | Appliance box for skirting duct, Covering cap, Device carrier
EC000080 | EG000013 | Surface mounted box for flush-mounted switching equipment | 10 |  | Distance piece, Housing, Surface mounted box for flush-mounted switching equipment, Surface mounted frame, Surface mounted housing, Surface mounted housing for flush mounted switching device, Surface mounting housing
EC000082 | EG000004 | Ceiling profile for cable support system | 6 |  | C-profile, C-profile double-sided, Ceiling profile for cable support system, Floor fastening, I-profile, Pendant, Profile, S-profile, Support, T-profile, U-profile, U-profile double-sided, Z-profile
EC000083 | EG021009 | Transition cover section for installation duct | 7 |  | Surface mounting junction box for installation duct, Transition cover section for installation duct, Transition piece for installation tube/installation duct
EC000084 | EG000047 | Sleeve for compacted conductor | 6 |  | Sleeve, Sleeve for compacted conductor
EC000085 | EG000020 | D-system screw adaptor | 6 |  | D-system screw adapter, D-system screw adaptor, Diazed screw adapter, Fitted screw
EC000086 | EG000014 | Perilex socket outlet | 7 |  | Perilex socket outlet, Socket outlet
EC000087 | EG000028 | Compact fluorescent lamp without integrated ballast | 10 |  | Compact fluorescent lamp, Compact fluorescent lamp without integrated ballast, Energy-saving lamp, Fluorescent lamp, Lamp
EC000088 | EG021008 | Skirting duct complete | 9 |  | Installation duct, Skirting duct complete
EC000089 | EG020045 | All-purpose plug | 7 |  | Adjusting plug, All-purpose plug, Cone expansion anchor, Double flange plug, Dowel, Expanding plug, Frame plug, Long-shaft dowel, Metal expansion plug, Plasterboard plug, Plug, Porous concrete plug, Screwing system, Spiral plug, Stick plug, Universal anchor plug, Universal plug, Window frame plug
EC000090 | EG000013 | Potential equalization socket outlet | 8 |  | Potential equalization socket, Potential equalization socket outlet
EC000091 | EG000015 | Busbar trunk unit | 8 |  | Bus bar, Bus duct, Bus way, Busbar, Busbar trunk unit, Busduct, Busway, Busway unit, Power distribution busway
EC000092 | EG021006 | Screw hook | 8 |  | Ceiling hook, Round hook, Screw hook, Screwing system
EC000093 | EG000020 | D-system screw cap | 5 |  | D-system screw cap, Diazed screw cap
EC000094 | EG000020 | D-system fuse base | 6 |  | D-system fuse base, Diazed fuse base, Fitted ring, Fitted screw, Fuse base
EC000096 | EG020045 | Slide nut | 8 |  | Nut, Nut for T-grooves, Slide nut, Strut profile nut, Strut slide nut, T-nut for channel, T-nut for channels, T-nut for support profile, T-slot nut
EC000097 | EG020045 | Hammer-in plug | 8 |  | Dowel, Hammer in fixing, Hammer-in plug, Nail plug
EC000098 | EG021006 | Washer | 9 |  | 3D-ring, Adjusting washer, Ball bearing race, Ball bearing raceway, Ball disc, Ball socket, Body ring, Bolt disc, Cone pan, Cylinder bolt disc, Disc, Disc rosette, Double spring washer, Flat washer, Hinge hook ring, Lock washer, Plain washer, Plate spring, Prestressing washer, Revet, Ring, Serrated lock washer, Serrated washer, Spring ring, Spring washer, Square taper washer, Tab washer, Tooth lock washer, Washer, Washer conical, Washer spherical, Wood construction disc
EC000099 | EG000020 | D-system fuse link | 7 |  | Cartridge, D-system fuse link, Diazed fuse, Diazed fuse link, STOP
EC000100 | EG000015 | Fuse enclosure | 7 |  | Distributor, Distributor case, Fuse enclosure, Housing, Small distribution board equipped
EC000101 | EG000030 | Light-track | 9 |  | Busbar, Copper pipe, Light-track, Mounting rail
EC000102 | EG000028 | Incandescent lamp with reflector | 10 |  | Incandescent lamp, Incandescent lamp with reflector, Lamp
EC000103 | EG020045 | Nail | 9 |  | Anchor nail, Baseboard pin, Cover nail, Double head pin, Gauge finish nail, Gutter iron nail, Hard steel nail, Impact nail, Nail, Needle, Rafter nail, Roofing nail, Screw nail, Special nail for clutchs, Steel nail, Wire nail
EC000105 | EG000038 | Cordless telephone | 7 |  | Cordless telephone, Mobile module, System telephone, Telephone, Telephone, cordless
EC000106 | EG020090 | Thermal overload relay | 8 |  | Bimetal, Bimetallic contact, Control resistor, DIL switch, Delayed activation, Electro/- mounting set/- circuit/- control, Installation multicircuit switch, Manual control, Overload protector, Relay, Thermal overload relay, Thermal protection, Thermal relay, Thermo-relay mounting set
EC000107 | EG000013 | Timer for domestic switching devices | 10 |  | Adapter plug, Plug adapter, Timer, Timer clock, Timer for domestic switching devices
EC000108 | EG000028 | Fluorescent lamp | 9 |  | Fluorescent lamp, Lamp
EC000109 | EG000027 | Batten luminaire | 10 |  | Batten luminaire, Device carrier, Fluorescent batten, Wall luminaire
EC000112 | EG020045 | Toggle fixing | 8 |  | Cavity fixing, Dowel, Toggle fixing, Toggle wing, Tumbler bolt, Wedge anchor
EC000113 | EG021009 | Junction box for installation duct | 7 |  | Distributor box, Junction box for installation duct
EC000114 | EG000005 | Junction box for subfloor installation | 7 |  | Cable box, Junction box for subfloor installation, Junction box for underfloor installation, Terminal box
EC000115 | EG000047 | Plaster compensation ring | 6 |  | Distance ring, Elevation ring, Extension piece, Extension ring, Plaster compensation ring
EC000117 | EG000041 | HiFi Amplifier | 6 |  | Amplifier, HiFi Amplifier, Mixing amplifier, Power amplifier, Pre-amplifier
EC000118 | EG000005 | Subfloor installation duct screed-covered | 7 |  | Sub-floor duct, Subfloor installation duct screed-covered, Underfloor installation duct screed-covered
EC000119 | EG000005 | Device cup/device carrier for subfloor system | 8 |  | Device carrier, Device cup, Device cup/device carrier for subfloor system, Device cup/device carrier for underfloor system, Module housing rack, Mounting box, Mounting set for device installation under cassette
EC000120 | EG000005 | On-floor duct base | 5 |  | On floor duct base, On-floor duct base
EC000121 | EG000005 | Surface tank empty | 7 |  | Installation column, Surface tank, Surface tank empty
EC000122 | EG000015 | Feed unit for busbar trunk | 7 |  | Accessories for busbar trunks, Feed unit for busbar trunk, In line power supply
EC000125 | EG000013 | Socket outlet | 10 |  | Built-in installation box, Double socket outlet, EURO plug (CEE 7/16), Earth leakage switch, Equipment mounted socket outlet, Fault current protection, Multi-standard socket, Overvoltage protection, Residual current circuit breaker (RCCB), Rotating current, Socket outlet, Socket outlet CEE 7/3 (type F), Socket outlet architectural programme (IP44), Socket outlet with protective contact, Socket outlet with safety contact, Wall socket
EC000127 | EG000010 | Saddle clamp (pipe/cable) | 9 |  | Brace, Cable clamp, Cable clip, Cable saddle, Clamp, Closed saddle, Conduit clip, Double model, Fixing clip, Half saddle, Mast clamp, Nail clip, Omega saddle, Pipe bracket, Pipe clamp, Pipe saddle, Pipe saddle clamp, Saddle, Saddle clamp, Saddle clamp (pipe/cable), Saddle fastener, Single shape, Suspended ceiling fixing, Tube bracket, Tube clamp, Tube saddle
EC000128 | EG000060 | Self-adhesive tape | 10 |  | Adhesive cloth tape, Adhesive splicing tape, Adhesive tape, Adhesive tape PVC, Adhesive tape double-sided, Adhesive tape duo, Adhesive tape with foil, All-weather tape, Aluminum adhesive tape, Aluminum tape, Burs tape, Covering tape, Crepe tape, Denso tape, Double adhesive sided tape, Double-sided tape, Duct tape, Fabric adhesive tape, Fabric tape, Fiber tape, Filament tape, Floor lay tape, dual-sided, Foil with adhesive tape, Glass tape, Grease string, Grease tape, Installation strap, Insulating tape, Insulation tape, Mounting band, PVC tape, Press sleeve tape, Protection tape, Repair tape, Sealing Tape, Self adhesive tape, Self-adhesive tape, Self-vulcanizing tape, Shrink tape, Tape, Transparent tape, Velcro, Vulcanizing tape, Weave band
EC000130 | EG000035 | Signal horn | 7 |  | Horn, Pneumatic horn, Pneumatic signal horn, Signal horn, Sound generator
EC000131 | EG000035 | Bell gong | 10 |  | 2-tone door bell, 3-tone door bell, Bell, Bell gong, Door bell gong, Door gong, Melody gong, Sound generator, Sounder, Three-tone door bell, Tube gong, Two-tone door bell, Westminster chime gong
EC000132 | EG000036 | Bell push button | 9 |  | Bell push, Bell push button, Bell push switch, Button, Chime push button, Chime system, Contact, Door bell push button, Door contact, Door station, Doorbell, Push button, Push switch
EC000133 | EG000013 | Movement sensor/presence detector complete | 10 |  | Auxiliary post, Movement sensor, Movement sensor / presence detector complete, Movement sensor complete, Movement sensor/presence detector complete, Multi-sensor, Presence detector
EC000134 | EG000036 | Low voltage switch for doorbell | 5 |  | Low voltage switch for doorbell, Off switch, Reverser
EC000135 | EG000036 | Hospital call button (hanging) | 6 |  | Hospital bell, Hospital call button (hanging), Pear shaped bell button, Pear shaped call button
EC000136 | EG000036 | Lamp holder for doorbell | 4 |  | Lamp holder for doorbell
EC000137 | EG000035 | Motor siren | 6 |  | Motor siren, Sound generator
EC000138 | EG000013 | Sensor element for movement sensor/presence detector | 10 |  | Movement sensor, Presence detector, Sensor, Sensor element for movement sensor, Sensor element for movement sensor basic element, Sensor element for movement sensor/presence detector, System movement sensor
EC000140 | EG000014 | CEE plug (IEC 60309) | 9 |  | CEE plug, CEE plug (IEC 60309), CEE plug for mounting on machines and equipment, CEE-plug, Ceeform, Counter connector, Coupling plug, Disconnect plug, Elbow plug, Phase inverter, Plug
EC000141 | EG000013 | Labelling material for domestic switching devices | 8 |  | Adhesive label, Imprintable label, Imprintable sheet, Imprinting software, Indication plate, Insert, Labelling material, Labelling material for domestic switching devices, Lens, Name-plate with cover plate, Sticker, Symbols
EC000142 | EG020097 | Cable shears | 7 |  | Cable cutter, Cable scissors, Cable shear, Cable shears, Cutter, Pincer, Shears, Wire rope pliers, Wire rope scissors
EC000143 | EG010110 | Folding rule | 8 |  | Aluminum rule, Carpenter ruler, Folding rule, Geodesy scale, Measure, Plastic rule, Rule, Ruler, Stainless steel rule, Steel rule, Wood folding ruler, Wooden rule, Work steel ruler, Yardstick
EC000144 | EG020043 | Crosshead screwdriver | 9 |  | Cranked screwdriver, Cross slotted head screwdriver, Crosshead screwdriver, Double cranked screwdriver, Double right-angled screwdriver, Flexible screwdriver, Hand screwdriver, Insert, Phillips screwdriver, Pozidriv screwdriver, Right-angled screwdriver, Screw-driver cross recess, Screwdriver Phillips PH / Slot (PlusMinus), Screwdriver Pozidriv PZ / Slot (PlusMinus), Screwdriver cranked, Screwdriver for crosshead screws
EC000145 | EG010110 | Level | 7 |  | Circular level, Laser level, Level, Slope mechanic's level
EC000146 | EG020060 | Chisel | 8 |  | Building chisel, Car body chisel, Carving chisel, Chisel, Cold chisel, Cross chisel, Electrician chisel, Electrician's chisel, Flat chisel, Graver, Grooving chisel, Hack, Mortice chisel, Mortise chisel, Parting chisel, Pointed chisel, Slitting chisel, Splitting chisel, Stone chisel, Stone pointed chisel, Tile chisel, Tile joint chisel
EC000148 | EG020085 | Pipe cutter | 8 |  | Copper tube cutter, Crosscut knife, Mini pipe cutter, Mini tube cutter, Pipe cutter, Pipe cutting, Pipe shears, Plastic tube cutter, Rank pipe cutter, Round plastic pipe cutting knife, Tube cutter
EC000149 | EG021001 | Tool set | 7 |  | Assortment of tools/toolbox, Bag, Box, Case, Casing, Combination spanner, Expansion kit, Fret saw assortment, Fret saw selection, Hole saw, Hole saw set, Hook-mounted tools set, Inspection set, Inspection tool set, Mounting box, Pliers set, Screwdriver set, Set, Spanner set, Tool set, Toolkit, Wrench set
EC000150 | EG020082 | Brush | 8 |  | Brush, Ceiling brush, Dust brush, Enamel brush, Enamel lacquer brush, Flat brush, Flat wall brush, Lacquer brush, Lacquering brush, Line brush, Paintbrush, Radiator paint brush, Ring brush, Varnisher brush, Varnishing brush, Whitewash brush
EC000151 | EG010110 | Chalk line device | 6 |  | Chalk line device, Marking cord roller
EC000152 | EG020082 | Putty knife/spatula | 8 |  | Brass scraper/trowel, Derusting scraper/trowel, Double spatula, Finisher, Glue spatula, Japan scraper/trowel, Japanese trowel, Joint knife, Joint trowel, Painter's scraper/trowel, Palette-knife, Plaster spatula, Plasterer's trowel, Putty knife, Putty knife/spatula, Putty scraper/trowel, Removal of rust spatula, Scraper, Scratcher, Screw-handle scraper/trowel, Soft wax spatula, Spatula, Surface decor scraper/trowel
EC000153 | EG020082 | Gypsum container | 6 |  | Bucket, Gypsum container, Mortar box, Plastering bath, Scraper box
EC000154 | EG000059 | Fuse screw key | 6 |  | Fuse screw key, Key
EC000155 | EG020085 | Knife | 9 |  | Belt knife, Blade knife, Bread knife, Cable knife, Cable stripping knife, Cardboard opener, Carving knife, Chip carving knife, Circular cutter, Contour knife, Cutter knife, Deburring and carving knife, Double cutter, Electrician knife, Garden knife, Gardener knife, Grafting knife, Graphic designer knife, Graphic designer scalpel, Graphic knife, Graphic scalpel, Hunting knife, Industrial knife, Knife, Knives, Meat knife, Paring knife, Plastic mote knife, Precision knife, Putty knife, Retractable knife, Roll cutter, Round cutter, Round knife cutter, Stripping knife, Table knife, Universal knife, Utility knife, Vegetable knife, Wooden shell knife, Work knife
EC000156 | EG020085 | Hole punch | 9 |  | Arc punch, Arch punch, Hole punch, Matrix and punch, Screw punch
EC000157 | EG010110 | Slide gauge | 8 |  | Assembly calliper, Bore measuring instrument, Brake disc calliper, Button size, Calibre, Clock caliper gauge, Compass caliper gauge, Depth caliper gauge, Dial Calliper, Digital depth calliper, Digital pocket calliper, Digital slide gauge, Digital workshop caliper, Distance depth caliper, External fuse vernier caliper, Fillet weld gauge, Inside caliper, Internal calliper, Keyway calliper, Lightweight calliper, Outer caliper, Pocket caliper, Pocket caliper gauge, Precision slide gauge, Slide gauge, Small packet calliper, Special caliper gauge, Twist drill grinding gauge, Workshop caliper gauge
EC000158 | EG020043 | Screwdriver for slot head screws | 9 |  | Angled screwdriver, Double right-angled screwdriver, Electrician screwdriver, Electronics screwdriver, Fitting screwdriver, Flexible screwdriver, Hand screwdriver, Mechanics screwdriver, Precision screwdriver, Screwdriver, Screwdriver for slot head screws, Segmented screwdriver, Slotted screwdriver, Straight screwdriver, Stubby screwdriver, Voltage tester, Workshop screwdriver
EC000159 | EG020060 | Stabbing awl | 7 |  | Awl, Reamer, Stabbing awl
EC000160 | EG020085 | Shears | 9 |  | Baroque cutting shear, Cable shear, Combi shear, Combination scissors, Contour shear, Craft scissors, Craftman scissors, Creative shear, Crown shear, Duct scissors, Duct shears, Electrician's shears, First aid scissors, Flat steel shear, Hand shear, Household shear, Ideal shear, Industrial scissors, Leather scissors, Leather shear, Leather shears, Lever shear, Metal scissors, Metal shears, Mitre scissors, Multifunctional scissors, Multifunctional shears, Nursery shear, Office shear, Paper scissors, Paper shears, Scissors, Shears, Sheet metal shear, Straight cutting snip, Telephone cable scissors, Telephone cable shears, Thread scissors, Universal scissors, Wire shear, Work shear
EC000161 | EG020060 | Hammer | 10 |  | Alloy hammer, Aluminium hammer, Ball pein hammer, Brick hammer, Bumping hammer, Bush hammer, Carpenters hammer, Chipping hammer, Chisel hammer, Claw hammer, Club hammer, Copper hammer, Copper mallet, Cross hit hammer, Crown hammer, Embossing hammer, Engineer's hammer, Geolist hammer, Geologic hammer, Geologist's hammer, Glazier's hammer, Glaziers hammer, Hammer, Hammer slater, Hammer/sledge hammer, Hatchet hammer, Joiner's hammer, Knocker, Lead hammer, Magnetic hammer, Mason hammer, Paver's hammer, Paver's ram, Paving hammer, Peening hammer, Plastic hammer, Polishing hammer, Roofer hammer, Roofing hammer, Rubber hammer, Scaling hammer, Seaming hammer, Slate hammer, Slater's anvil, Sledge hammer, Smith hammer, Soft face hammer, Tile hammer, Tiler hammer, Universal hammer, Welding chipping hammer, Welding hammer, Wooden hammer, Wooden mallet
EC000162 | EG020086 | Step drill | 8 |  | Deburring reamer, Drill, Drill metal, Drill tool, Step drill, Wood step drill
EC000163 | EG020085 | Cable stripping tool | 7 |  | Cable knife, Cable stripper, Cable stripping knife, Cable stripping tool, Sheath stripper, Stripper, Stripper tool, Stripping tool, Wire stripper pliers
EC000164 | EG021003 | Water pump pliers | 9 |  | Adjustable pliers, Car pliers, Channellocks, Gas pliers, Gripping pliers, Groove-joint pliers, Pipe wrench, Slip-joint pliers, Tongue-and-groove pliers, Water pump plier, Water pump pliers, Water tap pliers
EC000165 | EG020042 | Side cutter | 8 |  | Center cutter, Cutter, Diagonal cutting nipper, Electrician side cutter, Electronic cutting nipper, Electronic pliers, Electronic side cutter, Lever center cutter, Nipper, Pincer, Plastic cutter, Pliers, Power diagonal cutting nipper, Shears, Side cutter
EC000166 | EG020042 | Punch pliers | 6 |  | Hole punch pliers, Hole punch tool, Punch pliers
EC000167 | EG020097 | Cable pulling system | 10 |  | Cable bendable spiral, Cable bendable tape, Cable pulling strap, Cable pulling system, Extension circuit, Retraction spiral
EC000168 | EG020097 | Crimp tool cable lugs, cable end sleeves, screen connection | 8 |  | Cable end bush pliers, Crimp grip pliers, Crimp tool, Crimp tool cable and sleeves, Crimp tool cable lugs, Crimp tool cable lugs, cable end sleeves, screen connection, Crimp tool screen connection, Crimping pliers, Crimping tool, Deep Trough End Sleeve Crimping Pliers, End sleeve pliers, Hand crimp tool, Jacking pliers, Sleeve pliers, Terminal crimping pliers, Wire rod sleeve
EC000170 | EG020085 | Hand saw | 9 |  | Arm-saw, Back saw, Backsaw, Blade saw, Bow saw, Bracket for hacksaw, Buck saw, Bucksaw, Chipboard saw, Crosscut saw, Drywall saw, Floorboard saw, Fresh wood saw, Fret saw, Fret saw bow, Fretsaw, Garden saw, Green waste saw, Hack saw, Hacksaw, Hacksaw bow, Hacksaw frame, Hand saw, Handsaw, Handsaw bracket, Jab saw, Jabsaw, Japanese pull saw, Japanese saw, Jig saw, Junior hacksaw, Junior saw, Keyhole saw, Metal hacksaw, Metal saw bow, Pit saw, Porous concrete saw, Precision saw, Pruning saw, Rip saw, Saw, Tile saw, Universal handsaw, Wire saw, Wood saw
EC000172 | EG020041 | Sabre saw (electric) | 9 |  | Electric reciprocating saw, Sabre saw (electric)
EC000174 | EG020043 | Socket spanner | 8 |  | Angle socket wrench, Bented socket wrench, Box spanner, External hexagon screw driver, Flexibel nut driver, Flexibel spanner, Handgrip, Handle socket wrench, Hexagon screwdriver, Hexagonal screwdriver, Key, Massive socket wrench, Nut driver, Outside hexagon screwdriver, Single head box spanner, Socket screwdriver, Socket spanner, Socket spanner offset, Socket spanner screwdriver, Socket wrench, Socket wrench screwdriver, T-handle
EC000175 | EG000011 | Key for enclosures/cabinets | 9 |  | Architect key, Bowden key, Half moon key, Key, Key for barrier post, Key for enclosure, Key for enclosures/cabinets, Socket spanner, Square socket wrench, Switchgear cabinet key, Three-square wrench, Universal key
EC000177 | EG020041 | Nibbler (electric) | 9 |  | Electrical sheet metal nibbler, Electrical sheet metal shear, Nibbler (electric), Nibbler (electrical)
EC000178 | EG020041 | Wall chaser (electric) | 7 |  | Electric wall grinder, Electrical wall grinder, Slitting machine (electric), Wall chaser (electric), Wall groove cutter (electric)
EC000181 | EG020016 | Tool box/case | 9 |  | Aluminium suitecase, Bag, Belt bag, Box, Bucket, Carrier bag, Case, Case for power tools (empty), Casing, Holdall, Holster, Installation box, Leather tool bag, Machine case, empty, Mechanics box, Mobile service station, Mounting box, Plastic carrying box, Plastic case, Protection case, Retractable tool bag, Roll-up bag, Steel case, Storage and factory equipment, Suitcase, Tool bag, Tool box, Tool box/case, Tool box/tool bag, Tool case, Tote tray, Trolley
EC000182 | EG020042 | Tweezers | 8 |  | Assambly tweezers, Collage tweezer, Cooling tweezer, Cross tweezer, Cross tweezers, Desoldering tweezer, Flat tweezer, Forcep, Forceps, Grab tweezers, Gripper, Insulated tweezers, Lacquer remove tweezer, Pincette, Placement tweezer, Precision tweezers, Spring loaded tweezers/gripper, Tweezers
EC000183 | EG000061 | Electric soldering iron | 7 |  | Autogenous soldering attachment, Copper piece, Electric soldering iron, Electric soldering pistol, Electric solding device, Hammer soldering iron, Soldering device, Soldering gun, Soldering station
EC000184 | EG000061 | Soldering tip | 6 |  | Continuous soldering tip, Glow knife, Hot gas nozzle, Lead glazing, Soldering tip
EC000185 | EG000061 | Soft solder | 7 |  | Bar solder, Electronic solder, Fitting plummet, Plumber plummet, Radio solder, Resin core solder, Soft solder, Solder, Soldering wire, Tin silver solder, Tin solder, Tin solder wire, Wire solder
EC000186 | EG000013 | Razor socket outlet | 9 |  | Converter, Razor socket outlet, Socket outlet
EC000187 | EG020030 | Marker | 8 |  | Ball pen, Ballpoint pen, Blackboard chalk, Board marker, CD marker, Chalk, Chalk falling pencil, Chalk for blackboard, Chalk for signing, Chalk holder, Deep hole marker, Disposable pen, Felt marker, Felt pen, Felt-tip, Flipchart marker, Glass marker, Graphite refill, Liquid highlighter, Marker, Marking paste, Pen holder, Permanent marker, Pin, Plastic marker, Refill, Retractable ballpoint pen, Sign crayon, Soapstone chalk, Text marker, Twist ballpoint pen, Wax crayon
EC000188 | EG000062 | Latching relay | 8 |  | Built-in device, Latching relay, Mini circuit breaker, Relay, Series switch
EC000189 | EG000013 | Twilight switch | 10 |  | Twilight switch
EC000190 | EG021007 | Face plate for wall duct | 7 |  | Cover, Cover plate, Face plate for wall duct
EC000191 | EG020016 | Cable reel | 9 |  | Cable reel, Cable reel with PRCD, Cable reel with charging cable for E-Mobility, Cable reel with charging cable for electrical vehicles, Cable reel with lamp, Cable reel with socket, Cable reeler, Extension circuit, Grounding cable reel, Reel
EC000192 | EG000024 | PLC memory card | 6 |  | FLASH EPROM, PLC memory card, Storage module
EC000193 | EG000013 | Decoration element for domestic switching devices | 8 |  | Application framework, Application segment, Clip, Decor frame, Decoration element for domestic switching devices, Decorative ring, Decorative square
EC000195 | EG000035 | Optical/acoustic signal device | 9 |  | Blinker light, Blue light, Continuous light, Flash bulb, Flash light, Flashing alarm luminaire, Flashing light, Flashlight, Light signalling unit, Optical/acoustic signal device, Round flashing light, Strobe luminaire
EC000196 | EG020090 | Auxiliary contactor, relay | 9 |  | Auxiliary contactor, Auxiliary contactor, relay, Built-in device, Contactor relay, Control circuit relay, Coupling relays, Interface relays, Mini-relay, Miniature relay, Plug-in relay, Print relay, Relay, Universal relay
EC000198 | EG020090 | Amplifier module for contactor | 6 |  | Amplifier module for contactor, Interface
EC000199 | EG000013 | Illumination insert for domestic switching devices | 8 |  | Glow lamp, Illumination insert for domestic switching devices, Incandescent lamp, Indicator lamp, LED, Single LED
EC000200 | EG021002 | Enclosure for control circuit devices | 9 |  | Cabinet for contact element pushbutton, Empty pushbutton box, Empty pushbutton housing, Enclosure for control circuit devices, Housing, Installation housing, Surface mounting housing
EC000201 | EG021002 | Built-in panel for command devices | 8 |  | Built-in panel for command devices, Built-in panel for control circuit devices, Cover, Front plate
EC000202 | EG021002 | Protective cover for command devices | 8 |  | Covering cap, Protective cover for command devices, Protective cover for contact element pushbutton
EC000203 | EG021002 | Lamp transformer for control circuit devices | 5 |  | Lamp transformer for control circuit devices
EC000204 | EG021002 | Lamp holder block for control circuit devices | 7 |  | LED, Lamp holder, Lamp holder block for control circuit devices
EC000205 | EG000013 | Intelligent control element | 7 |  | Button, Control element, Intelligent control element
EC000206 | EG020250 | Technical spray | 9 |  | Antistatic-/EMC-coating, Belt spray, Compressed air spray, Contact grease, Coolant spray, Corrosion inhibitor, Corrosion protection, Crack detector, Drill and cut oil-spray, Lacquer fixation, Leak detection agent, Leak detection spray, Leak test liquid, Leakage detection spray, Menie, Multipurpose spray, Penetrating oil, Primer, Release agent, Rust solvent, Spray, Technical spray, Thread cutting oil, Topcoat, Welding release spray
EC000209 | EG000056 | Fire protection compound/binding/foam/sealant | 9 |  | Fire protection binding, Fire protection compound, Fire protection compound/-binding, Fire protection compound/binding/foam/sealant, Fire protection correction element, Fire protection foam, Fire protection sealant, Fire stop tape, Fire-proof cement, Fire-proof paint, Fire-proof sealant, Fire-proof spackling compound, Silicone
EC000210 | EG000056 | Fire partitioning | 9 |  | Block, Cable box, End plate, Feed-through block, Fibre silicate plate, Finished fire partition, Fire partitioning, Fire protection correction element, Fire protection pad, Fire protection plate, Fireproof mortar partition, Fireproof partition (soft), Fireproof partition box, Fireproof plate partition, Foam blocks, Foam stopper, Mixing tube, Modular fire partition, Sealing plate, Steel wire grid, Support bracket, Tube of silicon paste, Wall lead-through, Wall text plate
EC000211 | EG000011 | Gland plate for enclosure/cabinet | 9 |  | Cable entry, Cable entry gland plate, Cable inlet, Cover, Cover plate, Flange, Gland plate for enclosure/cabinet, Gland plate for small distribution boards/switchgear cabinets, Inlet plate, Insert
EC000213 | EG000015 | Mounting plate for distribution board | 6 |  | Mounting plate, Mounting plate for distribution board
EC000214 | EG000023 | Small distribution board | 10 |  | Clamp cover, Distributor, Distributor case, Housing, Small distribution board, Small distribution board unequipped, Surface mounting set, Surface mounting set for distribution board, Surface mounting set for modular rail mounted devices
EC000215 | EG020090 | Phase busbar | 8 |  | Busbar, Connection rail, Earthing rail for distribution board, Phase busbar
EC000216 | EG020090 | Switch disconnector (AC) | 9 |  | Control switch, Fuse switch disconnector, Group switch, Load switch, Main switch, Maintenance switch, Master switch, Motor switch, Off-load switch, On / off switch, On/off switch, Operation switch, Power splitter, Reverser, Rotary toggle, Safety switch, Switch, Switch disconnector, Switch disconnector (AC), Switch disconnector (AC, low voltage), Switch disconnector (low voltage), Turn switch
EC000217 | EG000047 | Shrink tubing | 10 |  | Cold-shrink, Heat shrink tubing, Heat-shrink, Heat-shrink tubing, Heat-shrink tubing box, Hose, Insulation tube, Shrink tape, Shrink tubing
EC000218 | EG000047 | Shrink end cap | 8 |  | Cold-shrink, End cap, Heat-shrink, Heat-shrink end cap, Heat-shrink tubing, Shrink end cap, Sleeve
EC000219 | EG000047 | Repair seal | 9 |  | Cable sheath repair kit, Gel cast, Heat-shrink tubing, Repair seal, Self-amalgamating repair tape, Shrink cast, Shrink tape
EC000220 | EG000047 | Wall transit for cables and tubes | 9 |  | Front flange, Gel cast, Grommet, Heat-shrink, Heat-shrink wall duct, Modular partition (frame part), Modular partition (module part), Press ring seal, Pressure cast, Sealing flange for dowelling over core drillings and openings, Wall collar, Wall duct for cable, Wall lead-through, Wall transit, Wall transit for cable, Wall transit for cables and tubes
EC000221 | EG021002 | Front element for push button | 9 |  | Actuator, Button, Control element, Front element, Front element for push button, Head pushbutton, Illuminated pushbutton, Illuminated switch, Mushroom button, Pulse button, Push button, Push button front element, Push button signal lamp, Push button, complete, Push-button, Pushbutton, Switch, Switch button
EC000222 | EG021002 | Front element for selector switch | 8 |  | Actuator, Agreement switch, Button, Control element, Front element for selector switch, Front element selector, Head push button, Illuminated selector button, Key switch, Pulse button, Push button, Push button, complete, Rotary lever, Selector front element, Switch, Turn button (knob)
EC000223 | EG000035 | Front element for indicator light | 8 |  | Front element for indicator light, Indicator light complete, Lens
EC000224 | EG021002 | 7 segment LED driver | 6 |  | 7 segment LED driver
EC000225 | EG021002 | Control circuit devices combination in enclosure | 9 |  | Complete device, Complete housing, Control box, Control circuit devices combination in enclosure, Double pushbutton, Push button, Push button housing, Pushbutton cabinet complete
EC000228 | EG020090 | Power circuit-breaker for trafo/generator/installation protection | 9 |  | ACB, Air circuit breaker, Built-in device, MCCB, Mini circuit breaker, Molded case circuit breaker, Power circuit-breaker for trafo/generator/installation prot., Power circuit-breaker for trafo/generator/installation protection, Power-cut-out switch, Switch
EC000229 | EG020090 | Handle for power circuit breaker | 6 |  | Control element, Handgrip, Handle, Handle for power circuit breaker, Swivelling mechanism, Toggle handle, Turn button (knob), Turn handle
EC000230 | EG020090 | Door coupling handle for switchgear | 6 |  | Door coupling handle for switchgear, Switch, Turn button (knob)
EC000231 | EG021002 | Foot-/palm switch complete | 8 |  | Agreement switch, Foot switch, Foot-/palm switch complete, Mushroom, Off switch, Push button, Reverser
EC000232 | EG000035 | Optical module for signal tower | 8 |  | Acoustic indicator, Blinker light, Continuous light, Continuous luminaire, Flash light, Flashing alarm luminaire, Flashing light, Flashing luminaire, Flashlight, Horn, Optical module for signal tower, Round flashing light, Signalling lamp, Strobe luminaire
EC000233 | EG021002 | Empty enclosure for pendant control station | 7 |  | Empty enclosure for pendant control station
EC000234 | EG021002 | Pendant control station | 8 |  | Complete device, Pendant control station, Push button
EC000235 | EG000013 | Power boost (for dimmer) | 9 |  | Dimmer, Power boost, Power boost (for dimmer)
EC000236 | EG000024 | PLC CPU-module | 10 |  | Control, Logic module, PLC CPU-module
EC000237 | EG000024 | PLC connection cable | 6 |  | Connecting cable, Connecting cord, Connecting pipe, Expansion, PC cable, PLC connection cable
EC000238 | EG000024 | PLC simulation module | 5 |  | PLC simulation module
EC000239 | EG020090 | Current limiter | 6 |  | Current limiter, Short-circuit current limiter
EC000240 | EG000013 | Cable entry | 7 |  | Adapter, Cable entry, Cable inlet, Cable plug sealing clamp, Conduit inlet, Coupler, Coupling piece, Diaphragm, Duct slider, Extended pipe in-lead, Insert, Muff slider, Muff slider 2-fold, Pipe in-lead, Slide, Slider with 2 inlets, With pull relief and suspension
EC000241 | EG000020 | D-system protective cover | 6 |  | Cover, Cover plate, Covering cap, D-system protective cover, Diazed protective cover, Screening, Shock protection cover
EC000242 | EG000013 | Plug with protective contact | 10 |  | Built-up plug, Coupling plug, Elbow plug, HNA plug, Hybrid plug CEE 7/7, Hybrid plug CEE 7/7 (type E/F), Plug, Plug CEE 7/4 (type F), Plug CEE 7/6 (type E), Plug with protective contact, TERKO plug
EC000243 | EG020090 | Pressure switch | 7 |  | Air pressure switch, Gas pressure switch, Pressure switch
EC000244 | EG000010 | Span wire clamp | 9 |  | Clamp, Clip, Span wire clamp
EC000245 | EG020097 | Cable reel dispenser | 9 |  | Cable dispenser, Cable reel dispenser, Manual coiling machine
EC000246 | EG020097 | Accessories/spare parts for cable dispenser | 9 |  | Accessories for cable dispenser, Accessories/spare parts for cable dispenser, Castor set, Feed roll, Roller, Spare part for cable dispenser, Spare parts for cable dispenser, Swivel castor set for cable dispenser, Transportation set
EC000247 | EG000001 | Spiralized cable | 8 |  | Cable, Connection cable, Spiralized cable
EC000248 | EG000023 | Unequipped meter cabinet | 8 |  | Housing, Unequipped meter cabinet
EC000249 | EG020090 | Fuse switch disconnector with housing | 9 |  | Control switch, Fuse switch disconnector, Fuse switch disconnector with housing, Housing, Main switch, Off switch, Off-load switch, Protection switch disconnector housing, Switch, Switch disconnector
EC000250 | EG000002 | Cable protective covering hood | 8 |  | Cable protection ducts, Cable protective covering hood, T-piece
EC000253 | EG000002 | Cable protection tube for underground application | 10 |  | Cable protection tube for underground application, Pipe, Protective tube, Standpipe, Tube
EC000256 | EG000062 | Speed controller | 8 |  | Fan controller, Fan speed controller, Insert, Potentiometer, Rotational speed controller, Speed controller
EC000257 | EG000013 | Transmitter/remote control for domestic switching devices | 9 |  | Control element, Manual transmitter, Remote control, Remote control (box), Rocker, Station, Transmitter, Transmitter/remote control for domestic switching devices, Wall transmitter, Wall-mounted transmitter
EC000258 | EG000028 | Low voltage halogen reflector lamp | 10 |  | Halogen lamp, Lamp, Low voltage halogen reflector lamp
EC000259 | EG000028 | Low voltage halogen lamp without reflector | 9 |  | Halogen lamp, Indicator light complete, LV halogen lamp, Lamp, Low voltage halogen lamp, Low voltage halogen lamp without reflector
EC000260 | EG000030 | Starter for lighting | 8 |  | Starter for lighting, Switch element
EC000261 | EG000011 | Enclosure/cabinet (empty) | 10 |  | Cable entry cabinet, Command panel, Control panel, Electronics cabinet, Enclosure/cabinet (empty), Enclosure/switchgear cabinet (empty), Housing, Network cabinet, Switchgear cabinet (empty), Terminal box, Transformer enclosure
EC000262 | EG000015 | Meter cabinet equipped | 8 |  | Meter box (equipped), Meter cabinet equipped, Meter panel
EC000263 | EG000015 | Meter panel | 8 |  | Installation set, Meter panel
EC000264 | EG000023 | Panel for distribution board | 8 |  | Distributor, Panel for distribution board
EC000266 | EG000028 | High voltage halogen reflector lamp | 9 |  | Halogen lamp, High voltage halogen reflector lamp, Lamp, Spot
EC000268 | EG000023 | Cable entry cabinet | 4 |  | Cable entry cabinet, Connection cable, Distributor, Terminal box
EC000269 | EG000023 | Cable connection box for entry cabinet | 5 |  | Cable connection box for entry cabinet, Connection set
EC000271 | EG000020 | Miniature circuit breaker (MCB) plug model | 5 |  | Edison base circuit breaker, Mini circuit breaker, Miniature circuit breaker (MCB), Miniature circuit breaker (MCB) plug model, Miniature circuit breaker (MCB) screw-in model
EC000272 | EG000035 | Indicator light complete | 7 |  | Indicator light complete, Lamp holder block for control circuit devices, Light signalling unit, Pressure switch
EC000273 | EG000023 | Cable tree | 6 |  | Cable harness, Cable tree, Wiring set
EC000274 | EG000023 | Connection cable tree for distribution boards | 5 |  | Cable harness, Connection cable tree for distribution boards
EC000275 | EG000015 | Main line branch terminal | 7 |  | Clamp, Clip, Connection clamp, Connection rail, Connection terminal, Earthing rail for distribution board, Line branch terminal, Main line branch terminal, Main line junction terminal, Main line terminal, Neutral busbar, Rail terminal bar
EC000276 | EG020048 | Distribution terminal block | 6 |  | Clamp, Clip, Connection clamp, Connection rail, Connection terminal, Distribution terminal block, Earthing rail for distribution board, Neutral busbar
EC000277 | EG000020 | D0-system switch disconnector | 5 |  | D0-system switch disconnector, Fuse switch disconnector, Neozed switch disconnector, Protection switch disconnector housing, Switch, Switch disconnector
EC000278 | EG000020 | D0-system adaptor sleeve | 6 |  | D0-system adapter sleeve, D0-system adaptor sleeve, Fitted screw, Neozed adapter sleeve
EC000279 | EG000020 | D-system ring adaptor | 6 |  | D-system ring adapter, D-system ring adaptor, Diazed ring adapter, Fitted screw
EC000282 | EG000027 | Tubelight system | 10 |  | Busbar, Empty tube, Light-track system, Line lighting system, Module, Pendant luminaire, Profile, Rail system, Tube, Tube light complete, Tubelight system
EC000293 | EG000030 | Support profile light-line system | 7 |  | Line lighting system, Mounting rail, Support, Support profile light-line system
EC000297 | EG000062 | Staircase lighting timer | 8 |  | Built-in device, Mini circuit breaker, Relay, Staircase lighting timer, Time switch, Time switch clock, Timer clock, Timer relay
EC000300 | EG000027 | Floor luminaire | 10 |  | Floor luminaire, Living room luminaire, Prisms luminaire
EC000301 | EG000027 | Luminaire bollard | 10 |  | Bollard, Bollard luminaire, Luminaire bollard, Orientation luminaire, Pedestal luminaire, Stele
EC000302 | EG000027 | Table luminaire | 10 |  | Desk lamp, Desk luminaire, Floor luminaire, Housing lighting luminaire, Loupe light, Office luminaire, Table lamp, Table luminaire, Workplace lighting lamp
EC000305 | EG020093 | Measure-/test device for communication technology | 8 |  | Attenuation measuring device, CATV testing device (Cable TV), Cable analyser, Cable certifier, Cat-5 certification set, Cat-5 testing device, Cat-6 certification set, Cat-7 certification set, Cat-8 (draft) certification set, Coaxial cable testing device, Connection tester, Continuity tester, Fibre optic certification set, Fibre optic laser generator, ISDN installation testing device, ISDN phases testing device, ISDN test device, ISDN testing device, Interface testing device, LAN Function testing device, Level tester, Manual testing device, Measure-/test device for communication technique, Measure-/test device for communication technology, Mini OTDR 1310/1550 nm, Mini OTDR 850/1300 nm, OTDR, basic device, PC-cable tester, Patch cable tester, Reflection meter, Reflection meter OTDR 1300/850 nm, Reflection meter OTDR 850 nm, S-Bus tester, Satellite signal meter, Test device, Test point adapter, Test receiver, Twisted Pair cable tester
EC000306 | EG000047 | Low current connector | 9 |  | Clamp, Clamp connector, Clip, Connector, Low current connector, Low-voltage connector, Screw less terminal, Single-conductor connector, Tap branch
EC000309 | EG000037 | Module for active network component/network unit | 7 |  | Insert, LAN module, Modular connector, Modular coupler, Module, Module for active network component/network unit
EC000310 | EG000037 | Interface converter | 5 |  | Converter, Interface converter, USB interface
EC000311 | EG000037 | Telephone/modem connector | 6 |  | ADo/VDo, Bus, Connector, Elbow plug, PTT, Plug, Plug-in connection, Plug-in system, TAE F, TAE N, TAE-connector, Telephone/modem connector
EC000312 | EG000037 | Data switch | 5 |  | Automatic T-Switch, Automatic/manual T-Switch, Data switch, Manual T-Switch, Manual T-Switch/X-Switch, Manual X-Switch, Monitor/keyboard T-switch, Reverser
EC000313 | EG000037 | Communications technology adaptor | 8 |  | Active network adapter, Adapter, Banana bus, Communications technique adapter, Communications technology adapter, Communications technology adaptor, Connector, Coupler, Coupling piece, Elbow plug, Interface converter, Network adapter, T-piece, TAE-connector
EC000317 | EG000011 | Document holder (enclosure/cabinet) | 8 |  | Document holder (enclosure/cabinet), Document holder (switchgear cabinet), Wiring diagram compartment, Wiring diagram desk, Wiring diagram holder, Wiring diagram pocket
EC000320 | EG000011 | Ventilator (enclosure/cabinet) | 8 |  | Air circulater, Air circulation, Fan, Roof ventilator, Ventilator, Ventilator (enclosure/cabinet), Ventilator (switchgear cabinet)
EC000321 | EG000011 | Luminaire (enclosure/cabinet) | 9 |  | Fluorescent lamp, Illumination, Luminaire (enclosure/cabinet), Luminaire (enclosure/switchgear cabinet), Luminaire (switchgear cabinet), Panel luminaire
EC000322 | EG000011 | Cable guide for enclosures/cabinets | 8 |  | Cable bracket, Cable connection strip, Cable duct, Cable guard rail, Cable guide, Cable guide for cabinets, Cable guide for enclosures/cabinets, Cable rail, Cable routing, Cable trough, Cabling panel, Fibre optic cable guide, Hammer head profile, Holder for protective hose, Protective hose, Rubber profile, Sandwich cable guide, Spiralized cable routing
EC000327 | EG000011 | Lock system for enclosure/cabinet | 8 |  | Handgrip, Lock system for enclosure/cabinet, Lock system for switchgear cabinet systems, Padlock, Toggle, Toggle handle, Turn handle
EC000329 | EG000015 | Earthing rail for distribution board | 7 |  | Connection rail, Earthing arrangements, Earthing rail, Earthing rail for distribution board, Neutral busbar, Strip, Stripe
EC000330 | EG000013 | Socket outlet combination | 10 |  | Connection strip, Multiple outlet strip, Multiple socket, Multiple socket outlet, Socket outlet, Socket outlet combination, Socket outlet strip, Socket strip, Strip, Wall socket
EC000331 | EG000011 | Ventilation plate (enclosure/cabinet) | 7 |  | Ventilation plate (enclosure/cabinet), Ventilation plate (switchgear cabinet)
EC000338 | EG000040 | Clock | 9 |  | Analog clock, Calendar clock, Clock, Count down clock, Digital clock, Indoor clock, LED clock, NTP clock, Outdoor clock, Quartz clock, battery operated, Radio clock, Radio clock, battery operated, Radio clock, mains operated, Receiver clock, Secondary clock, Slave clock, Sub-clock, Synchronous clock, Temperature clock, Wall clock, Wireless clock
EC000339 | EG020070 | Trace heating cable | 8 |  | Defrosting cable, Heating cable, Trace heating cable, Tracing cable
EC000340 | EG020070 | Finishing set heating cable | 6 |  | Connection set, Finishing set heating cable, Heating cable end piece, Heating cable/connection cable, Heating cable/heating cable, Heating strip/housing, T-branch, X-branch
EC000341 | EG000039 | Vending machine | 6 |  | Vending machine
EC000342 | EG000015 | Maximum demand monitor for distribution board | 6 |  | Maximum demand monitor for distribution board
EC000343 | EG020087 | Garage door operator | 7 |  | Garage door drive, Garage door motor, Garage door opener, Garage door operator, Sliding gate operator, Swing gate operator
EC000344 | EG020087 | Strap motor | 6 |  | Belt winder, Half inlet belt winder, Strap motor
EC000345 | EG020087 | Tube mounted motor | 5 |  | Tube mounted motor
EC000346 | EG000027 | Building site lighting luminaire | 10 |  | Building site lighting luminaire, Floodlight, Flootlight
EC000347 | EG000027 | Hand luminaire | 9 |  | Bar-shaped lamp, Hand lamp, Hand luminaire, Hand tube light, Work light
EC000348 | EG000027 | Machine and work bench luminaire | 9 |  | Machine and work bench luminaire, Machine luminaire, Magnifier luminaire, Work bench luminaire
EC000349 | EG000036 | Functional module for door communication | 9 |  | Access control reader, Access module for mailman, Audio module, Blind module, Blind plate, Call display, Call-display, Card reader, Code lock, Control module, Door station, Extension module, Fingerprint reader, Functional module for door communication, Functional module for door station, Info module, Key actuation, Lighting, Mailbox, Module, Movement sensor, Push button, Reader, Reading module, Speak/ring, Video module, Video-module
EC000350 | EG000036 | Mounting frame for door station | 7 |  | Cover frame, Door side panel, Module housing rack, Mounting frame, Mounting frame for door station, Surface mounted housing
EC000352 | EG000038 | System telephone | 5 |  | Accessories for telephone system, Alternating intercom, House telephone, Intercom, System telephone, Telephone
EC000354 | EG000036 | Mounting element for indoor station door communication | 7 |  | Mounting element for house station, Mounting element for indoor station door communication, Mounting frame, Mounting frame for house station
EC000355 | EG000036 | Door station door communication | 9 |  | Door loudspeaker, Door station, Door station door communication, Door station for door communication, Loudspeaker, Loudspeaker box, Outdoor station (audio/video), Outside station (audio/video), Outside station intercom (audio/video)
EC000356 | EG000053 | Standard battery (not rechargeable) | 9 |  | Accu, Accumulator, Alkaline, Alkaline battery, Battery, Battery (not rechargeable), Block battery, Button cell, Button cell/battery, Clock battery, Coin cell battery, Emergency battery, Flat battery, Memory battery, Minicel, Monocel, Nicad, Non-rechargeable battery, Penlite, Power pack, Standard battery (not rechargeable)
EC000357 | EG000053 | Standard battery (rechargeable) | 10 |  | Accu, Accumulator, Battery, Battery rechargeable, Block battery, Button cell, Clock battery, Emergency Battery, Flat battery, Memory battery, Minicel, Monocel, Nicad, Penlite, Power pack, Rechargeable battery, Standard battery (rechargeable)
EC000359 | EG000053 | Universal charger | 8 |  | Battery charger, Universal battery charger, Universal charger
EC000362 | EG021001 | Labeling letters/numbers | 8 |  | Digits assortment, Labeling letters/numbers, Letter assortment, Letter label, Letters and digits assortment, Letters assortment, Number label, Number/text label for house number luminaire, Numbers assortment
EC000363 | EG000010 | Cable clip | 9 |  | Cable clip, Clamp, Clip, Fixing clip, Nail clip, Nail clip (for cables), Screw clip (for cables)
EC000364 | EG020045 | Screw anchor | 7 |  | Cone expansion anchor, Core thread anchor, Dowel, Screw anchor
EC000365 | EG020060 | Punch | 8 |  | Punch
EC000367 | EG020096 | Electric strike for doors | 8 |  | Chain hoist door opener, Chain hoist electric strike, Door code opener, Door code system electric strike, Electric door opener with strike plate, Electric door opener without strike plate, Electric strike for doors, Electric strike for magnet latch locks, Electrical door opener, Electrical strike plate, Escape door electric strike, Escape door opener, Explosion-proof electric strike, Fire protection electric strike, Fitting, For magnet latch locks, Glass door electric strike, Glass door strike, Safety lock electric strike, Safety lock opener, Screw-attached electric strike, Security electric strike, Sliding door electric strike, Smoke protection electric strike, Standard door opener, Standard electric strike, Swing door electric strike, Swing door strike, Toggle, Water resistant electric strike
EC000368 | EG000010 | Tube clamp | 10 |  | Brace, Cable clamp, Cable pipe clamp, Clamp, Clamp block, Clamp bracket, Clamp plug, Click bracket, Closed pipe clamp, Holder for protective hose, Open clamp, Pipe bracket, Pipe clamp, Pipe clip, Plug bracket, Plug clip, Press bracket, Pressure clamp, Quick clip, Shackle, Slide clamp, Tube Insert, Tube clamp, Tube clip, Tube terminal strip
EC000370 | EG000010 | Cable guide | 6 |  | Cable guide
EC000371 | EG000037 | Telecommunication terminal strip | 8 |  | Connection, Connection strip, Distribution strip, Earthing strip, LSA Plus, Power supply system, Separating strip, Switch strip, Telecommunication terminal strip, Telephone connection
EC000372 | EG000037 | LSA-Plus mounting box | 4 |  | LSA-Plus mounting box, Mounting bracket, Terminal box
EC000373 | EG000037 | Additional device for telecommunication technology | 7 |  | Accessories for communication technique, Accessories for telecommunication technique, Accessories for telecommunication technology, Additional device for telecommunication technology, Automatic change over switch, Dialling device, Dialling/remote control device, Fax selector, Fax switch, KNX tele control device, Locking device, Power-current switch, Remote control device, Reverser, Stand-by starting automatic, Support bell, Switching relay, Tariff time switch, Tele control head-set, Telephone ringer side-unit, Telephone/fax/modem switch, Two-way switch
EC000374 | EG000037 | Distributor for telecommunication | 9 |  | Base plate, Distributor, Distributor box, Distributor case, Distributor enclosure, Distributor for telecommunication, Empty housing, Free standing distributor, Freestanding distributor, Wall-mounted distributor
EC000375 | EG000038 | Telephone system | 7 |  | Analogue telephone system, IP telephone system, ISDN telephone system, Telephone, Telephone system, VoIP telephone system
EC000376 | EG000037 | Mounting plate for fibre optic connection box | 5 |  | Mounting plate, Mounting plate for fibre optic connection box
EC000379 | EG000014 | CEE socket outlet combination (IEC 60309) | 10 |  | CEE socket outlet combination, CEE socket outlet combination (IEC 60309), Combination, Distributor, Energy bollard, Free standing distributor, Socket outlet combination, Socket outlet strip, Wall-mounted distributor
EC000380 | EG020093 | Clamp measuring instrument | 9 |  | Amper pliers, Ampere meter, Clamp measuring instrument
EC000381 | EG000021 | Lightning current arrester for power supply systems | 10 |  | Lightning current arrester for power supply systems, Overvoltage protection, Protection
EC000382 | EG000015 | UPS | 9 |  | Current supply, UPS, Uninterrupted power supply
EC000385 | EG000037 | Special tool for telecommunication technology | 8 |  | Crimp pliers, Grip pliers, LSA Plus, Special tool for telecommunication technique, Special tool for telecommunication technology, Stripper, Stripping tool
EC000386 | EG021005 | Mounting rail/-profile | 9 |  | C-profile, Double profile, Fastening profile, I-profile, L-profile, Mounting rail, Mounting rail/-profile, Profile, Profile rail, Rigid support system, S-profile, Simple profile, Singular profile, Support/mounting profile, Support/mounting rail, Support/profile rail, T-profile, U-profile, Z-profile
EC000387 | EG000005 | Separation plate for surface tank | 5 |  | Separating partition, Separation plate for surface tank
EC000390 | EG020049 | Boiling water unit | 7 |  | Boiling water unit, Hot water device
EC000392 | EG020049 | Instantaneous water heater | 9 |  | Built-under device, Electronic instantaneous water heater, Hot water device, Instantaneous water heater, Special -/great instantaneous water heater, Under sink device
EC000393 | EG020049 | Hot water heat pump | 10 |  | Heat pump, Hot water heat pump, Pump
EC000395 | EG020070 | Storage heater | 8 |  | Baseboard storage heating, Electric thermal storage heater, Flat storage, High storage, Kitchen accumulator, Peripheral ventilation heater, Standard accumulator, Storage heater, Ventilation-storage heater
EC000396 | EG020070 | Heating element set for storage heater | 6 |  | Heating element set for storage heater, Storage heater
EC000397 | EG020070 | Housing for storage heater | 6 |  | Flat storage, Housing for storage heater, Storage heater
EC000398 | EG000030 | Distribution terminal for transformer | 8 |  | Distribution terminal block, Distribution terminal for transformer, Distributor
EC000399 | EG000028 | Indication- and signalling lamp | 10 |  | Incandescent lamp, Indication- and signalling lamp, Lamp, Traffic signalling lamp
EC000400 | EG000036 | Door station set | 8 |  | Door intercom system, Door station set, Set
EC000401 | EG000030 | Lamp holder | 9 |  | Built-in lamp holder, Ceiling lamp holder, Connecting element, Connection element and lamp holder, Double lamp holder, Edison lamp holder, Emergency lighting lamp holder, Hanging lamp holder, Illumination lamp holder, Lamp holder, Lamp holder for in-wall installation cable, Lamp holder with NSS bus contact, Plug-in lamp holder, Pull switch lamp holder, Reduction lamp holder, Screw lamp holder, Small lamp holder, Surface mounted lamp holder, Through-feed lamp holder
EC000405 | EG020070 | Electric surface heating | 9 |  | Electric floor heating, Electric surface heating, Floor direct heater, Floor heating, Floor heating foil, Floor storage heater, Floor warming, Heat foil, Heating, Heating cable, Heating foil, Heating mat, Surface heating
EC000406 | EG020049 | Thermal insulation for hydronic tanks and hot water appliances | 6 |  | Hard foam, Insulation, PU foam, Soft foam, Storage heater, Thermal insulation, Thermal insulation for hydronic tanks and hot water appliances
EC000408 | EG000038 | Battery for mobile and wireless telephone | 6 |  | Accu, Adapter, Battery, Battery for mobile and wireless telephone
EC000409 | EG000037 | Booster | 4 |  | Booster, Line amplifier
EC000411 | EG015810 | Charging controller | 8 |  | Backward controller, Central controller, Charge controller, Charging controller, Control, Forward control, Forward-/backward control, Group controller, Spread controller, Time control device, Universal controller
EC000412 | EG020093 | Lux meter | 7 |  | Lux meter
EC000414 | EG000030 | Built-in installation box luminaire | 8 |  | Built-in installation box luminaire, Housing, Installation housing
EC000415 | EG020053 | Hole saw | 8 |  | Hole cutter, Hole saw, Holesaw, Piercing pinch, Tile hole cutter
EC000416 | EG000033 | Terrestrial antenna | 8 |  | Antenna, GSM antenna, Radio antenna, Radio-/television antenna, Receiver, Television antenna, Terrestrial antenna
EC000417 | EG000033 | Head end station | 4 |  | Head end station
EC000418 | EG000033 | Compact head end station | 5 |  | Cassette, Compact head end station
EC000419 | EG000033 | Module for head end station | 5 |  | Cassette, FM amplifier, Installation module, Module for head end station, SAT audio sub carriers, Stripe
EC000420 | EG000033 | Diplexer/filter | 6 |  | Diplexer/filter, Feed-in diplexer SAT/terrestrial, Filter, Frequency shunt, Receiver diplexer, Remote feed diplexer, Sat range diplexer/filter, Trap filter
EC000421 | EG000033 | Tap-off and distributor | 8 |  | Distributor, Splitter, Tap-off and distributor
EC000422 | EG000033 | Multi switch for communication technology | 5 |  | Multi switch for communication technology
EC000423 | EG000033 | CATV-amplifier | 6 |  | Active return path module, Amplifier, Amplifier substation, CATV-amplifier, Distribution amplifier, In-house distribution amplifier, Line amplifier, Multi-band amplifier, Repeater amplifier, Return path amplifier, Signal amplifier, Split band amplifier
EC000424 | EG000033 | Receiver | 7 |  | Receiver, Twin-Receiver
EC000425 | EG000033 | Feeding system/LNB | 6 |  | Converter, Feeding system/LNB, Quatro, Single, Single cable system, Twin
EC000426 | EG000033 | Satellite antenna | 5 |  | Antenna, Mirror, Satellite antenna
EC000427 | EG020070 | Finned-tube heater | 8 |  | Finned-tube heater, Heating
EC000429 | EG020079 | Pumping shaft-container | 6 |  | Above floor shaft, Pumping shaft-container, Sub floor shaft, Subfloor shaft
EC000430 | EG000036 | Recessed mounted box for doorbell | 6 |  | Built-in installation box, Recessed mounted box for doorbell
EC000432 | EG000033 | Level adjuster | 5 |  | Attenuator, Level adjuster
EC000433 | EG000033 | Antenna pole | 5 |  | Antenna pole, Hinged mast, Mast pipe, Plug-in mast, Standpipe, Telescopic mast, Under-roof mast
EC000434 | EG000033 | Antenna support bracket | 5 |  | Antenna support bracket, Double mounting bracket, Stand (base), Stand pipe holder, Support, Supporting bracket, Wall mount
EC000435 | EG020087 | Sun-/twilight sensor for roller-blind drive | 6 |  | Brightness sensor, Light sensor, Sensor, Solar operation, Sun-/twilight sensor for roller-blind drive, Switch element, Twilight switch
EC000436 | EG000013 | Radio receiver | 9 |  | Antenna, Radio receiver, Receiver
EC000437 | EG000058 | Housing for rectangular connectors | 8 |  | Coupling housing, Housing, Housing extension, Housing for industrial connectors, Housing for rectangular connectors, Installation housing, Plug case, Socket case, Surface mounting housing
EC000438 | EG000058 | Contact insert for rectangular connectors | 9 |  | Adapter, Connector, Contact insert for industrial connectors, Contact insert for rectangular connectors, Fibre optic conductor, Industrial plug connector contact part, Insert, Modular connector
EC000439 | EG000033 | Antenna socket box | 9 |  | Antenna socket, Antenna socket box, End socket, Loop-through socket, Modem box, Multimedia end box, Socket outlet, TWIN end socket
EC000440 | EG000033 | Satellite set | 5 |  | Satellite set, Set
EC000441 | EG000010 | Cable gland | 10 |  | All-purpose plug, Blind, Blind cap, Blind cap explosion proof, Blind plate, Blind plug explosion proof, Cable entry, Cable entry explosion proof, Cable gland, Cable glands, Cable screw gland, Dowel, Dummy plug, Dust cap, Explosion proof blind cap, Explosion proof blind plug, Explosion proof cable entry, Explosion proof cable gland, Explosion proof plug, Explosion proof sealing cap, Explosion proof sealing plug, Explosion proof stop, Flat cable coupling, Gland nut, Plug, Seal ring, Sealing cap, Sealing plug, Sealing plug explosion proof, Sealing ring, Stop plug, Stuffing, Stuffing explosion proof, Swivel, Trumpet gland
EC000443 | EG000013 | Device built-in switch and -push button | 8 |  | Button, alternating, Combination switch/button, Device built-in push button, Device built-in switch, Device built-in switch and -push button, End switch, Group switch, Intermediate switch, Miniature push button switch, Off switch, Push button, Push button, normally closed, Push button, normally open, Reverser, Series switch, Switch, Two-way switch
EC000444 | EG000013 | Insert for child protection | 6 |  | Child-protection, Insert for child protection, Insert socket outlet protection, Plug - protective housing, Self adhesive socket outlet protection
EC000445 | EG000013 | Cord switch/dimmer | 9 |  | Cord switch, Cord switch/dimmer, Dimmer, Dimmer incl. transformer, End switch, Foot switch
EC000446 | EG000047 | Push in terminal | 9 |  | Clamp, Connection terminal, Double conductor terminal, Low current connector, Luminaire clamp, Luminaire terminal, Plug clamp, Push in terminal, Screw less terminal, Screwless terminal, Service clamp, Single conductor terminal, Terminal for luminaire
EC000448 | EG000033 | Terminal resistor | 4 |  | Resistor, Terminal resistor, Terminating resistor
EC000449 | EG021005 | Mounting base and -element for cable ties | 10 |  | Base, Fixing clip, Mounting base and -element for cable ties, Mounting clip, Support bracket
EC000450 | EG000013 | Appliance connection box | 7 |  | Appliance connection box, Terminal box
EC000451 | EG000010 | Cable plug sealing clamp | 7 |  | Cable entry, Cable inlet, Cable plug sealing clamp, Insert, Nozzle, Sealing plug
EC000452 | EG020090 | Motor protection plug | 6 |  | CEE plug, Motor protection plug, Motor protective circuit-breaker, Phase inverter, Plug, Thermal release, Thermal/magnetic release
EC000453 | EG020097 | Cable tie tool | 7 |  | Cable tie pliers, Cable tie tool
EC000454 | EG000010 | One-piece strut clamp | 9 |  | Bow clamp, Brace, Cable clamp, Clamp, Clamp bracket, Clamp clip, Conduit clamp, Conduit clip, Holder for protective hose, One-piece strut clamp
EC000455 | EG000010 | Counter shell for cable clamp | 7 |  | Counter shell, Counter shell for cable clamp, Double shell, Long shell, Shell for cable clamp
EC000456 | EG000011 | Front panel (enclosure/cabinet) | 8 |  | Blind, Blind plate, Cable duct, Cabling panel, Cover, Cover plate, Enclosure for transformer, Forward blind, Forward plate, Front blind, Front cover, Front panel, Front panel (enclosure/cabinet), Front panel (switchgear cabinet), Front plate, Front plate (enclosure/cabinet), Front plate (switchgear cabinet), Front plate for transformer, Frontward plate
EC000461 | EG021007 | Cover plate for installation column | 8 |  | Blind cover, Cover, Cover plate, Cover plate for installation column
EC000462 | EG000014 | Perilex plug | 7 |  | Perilex plug, Plug
EC000464 | EG021005 | Fixing clamp | 10 |  | Beam clamp, Beam clip, Cable snap clip, Clip, Conduit clamp, Conduit clip, Fixing clamp, Fixing clip, Flange clamp, Flange clip, Hammer clamp, Hammer clip, Hammer-on clamp, Hammer-on clip, Snap clip, Spring clamp, Spring clip
EC000466 | EG000047 | Heat-shrink crimp connection | 8 |  | Connection devices, Connector, Heat shrinking technique, Heat-shrink crimp connection
EC000467 | EG000037 | Balun | 7 |  | Adapter, Balun, Network adapter
EC000468 | EG021006 | S-Hook | 7 |  | Accessories for lighting, Hook in s-shape, Meat hook, S-Hook
EC000469 | EG021006 | Chain connecting link | 6 |  | Chain connecting link, Chain connector, Connecting link, Link chain
EC000470 | EG000027 | Fibre optic cable light system | 10 |  | Fibre optic cable light system
EC000471 | EG000030 | Emergency unit for luminaire | 8 |  | Conversion kit, Emergency unit for luminaire, Installation set
EC000472 | EG000021 | Basic element for surge protection device | 7 |  | Basic element for surge protection device, Overvoltage protection
EC000473 | EG021005 | Hanger for trapezoidal ceiling | 7 |  | Clip, Hanger for trapezoidal ceiling, Hanger for trapezoidal ceiling (for chain suspension), Hanger for trapezoidal ceiling (trapezoidal shape)
EC000474 | EG021005 | Beam clamp | 8 |  | Beam clamp, C-beam clamp, C-clamp beam model, Chain hoist clamp, Clamp, Clamp bracket, Clip, Fixing clamp, Flange clamp, Profile clamp, Screw clamp
EC000475 | EG021005 | Protective cap/cover for mounting rail/- profile | 9 |  | Cover, Cover cap for mounting rail, Edge protection tape, End cap, End cap/cover for support/profile rail, Lengthwise cover, Profile rail, Profile rail cover cap, Protective cap/cover for mounting rail/- profile, Protective cap/cover for support/mounting profile, Protective cap/cover for support/profile rail, Rigid support system
EC000478 | EG000036 | Letterbox | 7 |  | Door side panel, Letterbox
EC000479 | EG000030 | Pictogram for emergency luminaire | 7 |  | Acrylate plate, Acrylic plate, Escape route, Insert sheet/plate, Pictogram, Pictogram for emergency luminaire, Sticker
EC000481 | EG000027 | Orientation luminaire | 10 |  | Orientation luminaire, Sign luminaire, Wall luminaire
EC000482 | EG021005 | Fastening element for mounting rail/-profile | 9 |  | Base plate, Ceiling bracket, Clamp piece, Fastening element for mounting rail/-profile, Fastening element for support/mounting profile, Fastening element for support/mounting rail, Floor console, Floor plate, Mounting angle bracket, Mounting base, Mounting bracket, Mounting corner, Mounting element for support/profile rail, Mounting lug, Rigid support system, Wall connecting angle
EC000483 | EG000004 | Coupler for support/profile rail | 8 |  | Accessories for wall rails, Angle, Clamping bracket, Connector, Corner joint for mounting rail, Coupler, Coupler for support/profile rail, Coupler for support/profile rail for cable support system, Coupling piece, Cross connector, Double bracket, Exterior coupler, Flat coupler, Interior coupler, Longitudinal joint, Profile rail, Profile rail connector, Support angle, Support bracket, T-connector, Z-element
EC000484 | EG000023 | Energy distributor for construction site | 9 |  | Cable entry cabinet, Cable entry distribution cabinet, Connection cabinet, Connection-/distributor cabinet, Distributor, Distributor cabinet, Distributor case, End distribution enclosure, Energy distributor for construction site, Entry/end distributor enclosure, Free standing current distributor, Group distributor cabinet, Mobile end-distributor
EC000485 | EG000012 | Neutral busbar | 5 |  | Busbar, Neutral busbar
EC000486 | EG000030 | Electrical unit for gas discharge lamp | 9 |  | Electrical unit for gas discharge lamp, Pendant luminaire
EC000488 | EG020087 | Octagonal steel shaft for tube motor | 6 |  | Octagonal steel shaft for tube motor, Steel plate
EC000489 | EG000012 | Cross-connector for terminal block | 7 |  | Box connector, Bridge, Cable bridge, Connecting bridge, Connector, Cross connector, Cross-connector for terminal block, Distance piece, Jumper comb, Phase busbar, Plug, Push-in type jumper bar, Reducing connector, Separating bridger, Separating plug, Switching bridge, Transverse connector, Vertical connector, Wire commoning chain
EC000490 | EG000021 | Accessories/spare parts for earthing and lightning | 9 |  | Accessories for earthing and lightning, Accessories/spare parts for earthing and lightning, Adapter, Adaptor, Arc protection device, Base, Bracket, Bracket clamp, Bridgeover cord, Bridgeover tape, Bridging lip, Bushing for roofs, walls and earthing electrodes, Case, Clamp, Clamp piece, Clamping bell, Connecting element, Connecting vane, Connection cable, Connection element, Connection lug, Connection plate, Copper plated aluminium plate, Copper plated aluminium sleeves, Corrosion protection tape 100 mm, Corrosion protection tape 50 mm, Cover disc, Covering cap, Cross-shaped keys, Distance frame, Distance holder, Dowel for rigid foam plates, Earthing arrangements, Earthing block, Earthing block double, Earthing cable lug, Earthing conductor, Earthing connection, Earthing mortar, Earthing pipe, Earthing rail, Eave support, Equipotential bonding plate, Equipotential bonding tube clamp, Event counter, Expansion piece, Expansion strap, Fixing clip, Foam pad, Grip head, Ground spike, Grounding block double, Heat-shrink tubing, Holder for air-termination equipment, Impact head, Impact pin, Indication element, Indication plate, Inspection door, Inspection housing, Insulator, Lip, Mounting angle bracket, Mounting material, Mounting material M6, Mounting material M8, Pole, Potential equalisation terminal, Rail base, Rail support, Railing fastener, Rivet, Sealing gaiter, Signing plate, Spare part for earthing and lightning, Spare parts for earthing and lightning, Stake, Straightening tool, Support, Support pipe, Tension band, Tension strap, Test terminal, Threaded rod set, Wall mounting, Wandmontage, Wire dresser device, Wire reel
EC000491 | EG000021 | Earth terminal clamp | 6 |  | Clamp, Clip, Connection clamp, Connection terminal, Earth terminal clamp, Earthing arrangements, Earthing pliers, Low current connector
EC000492 | EG000021 | Earth rod/profiled earth rod | 7 |  | Earth rod, Earth rod/profiled earth rod
EC000493 | EG000021 | Earthing pipe clamp | 8 |  | Clamp, Clip, Connection clamp, Connection terminal, Earthing arrangements, Earthing pipe clamp
EC000494 | EG020093 | Voltage tester | 10 |  | Continuity tester, Digital voltage tester, Double pole voltage tester, Phase sequence indicator, Test device, Voltage detector, Voltage tester, Voltage tester screwdriver, Voltmeter
EC000495 | EG020093 | Continuity tester | 6 |  | Connection tester, Continuity tester, Test device
EC000496 | EG020093 | Pipe and cable locator/sorter | 8 |  | Cable finder, Cable sorter, Conductor identifier, Conductor sorter, Dedector, Detection device, Gas/water line tester, Line finder, sorter, Line sorter, Pipe and cable locator/sorter, Pipe locator, Wire sorter
EC000497 | EG020093 | Multifunction installation tester | 9 |  | DIN VDE 0100 multitasked, Installation tester, Installation/multifunction tester, Multi meter, Multifunction installation tester, Multifunction tester, Test device
EC000498 | EG020093 | Portable appliance tester/PAT tester | 10 |  | Appliance tester, DIN VDE 0701 multitasked, Device tester, Hand driven generator, Insulation resistance measuring instrument, Insulation tester, Multi meter, Portable appliance tester/PAT tester, Protective measures tester, Test device, Testing device, Testing device for electronic appliances, Testing device for electronic devices
EC000499 | EG020093 | Insulation tester | 9 |  | Hand driven generator, Insulation tester, Test device
EC000500 | EG020093 | Cable length meter | 7 |  | Cable knife, Cable length meter, Cable measuring device, Measuring wheel
EC000501 | EG000037 | Network management software | 4 |  | Network management software, Software
EC000502 | EG000013 | Light/energy pole | 9 |  | Energy bollard, Energy pole, Light and energy pole, Light bollard, Light/energy pole
EC000503 | EG000028 | Globe-shaped incandescent lamp | 10 |  | Globe-shaped incandescent lamp, Incandescent lamp, Lamp
EC000504 | EG000021 | Round conductor/wire for lightning protection and earthing | 9 |  | Copper, bare, Round conductor, Round conductor/wire for lightning protection, Round conductor/wire for lightning protection and earthing, Steel wire
EC000505 | EG000021 | Air-termination equipment for lightning protection | 8 |  | Air-termination equipment for lightning protection, Interception rod, Interception rod chamfered, Interception rod tapered, Interception rod with connection flange, Interception rod with thread, Interception rod with tripod, Interception tip, Lightning current arrester for power supply systems, Mushroom-shaped interceptor, Overvoltage protection, Protection
EC000506 | EG000021 | Lead-in earthing rod for lightning protection | 6 |  | Earthing arrangements, Lead-in earthing rod for lightning protection
EC000507 | EG000021 | Roof conductor holder for lightning protection | 8 |  | Clamp, Roof conductor holder for lightning protection
EC000508 | EG000021 | Conductor holder for lightning protection | 10 |  | Clamp trestle, Conductor holder for lightning protection
EC000509 | EG000021 | Rod holder for lightning protection | 8 |  | Rod holder for lightning protection
EC000510 | EG000021 | Protective/isolating spark gap for lightning protection | 8 |  | Protective / Isolating spark gap for lightning protection, Protective/isolating spark gap for lightning protection
EC000511 | EG000021 | Tube earthing clamp for lightning protection | 6 |  | Clamp, Clip, Connection clamp, Connection terminal, Earthing pipe clamp, Tube earthing clamp for lightning protection
EC000512 | EG000021 | Disconnection clamp for lightning protection | 8 |  | Disconnection clamp for lightning protection
EC000513 | EG000021 | Connection clamp for lightning protection | 9 |  | Clamp, Clamp screw, Clamp trestle, Clamping shoe, Clip, Connecting element, Connection clamp, Connection clamp for lightning protection, Connection element, Connection piece, Connection terminal, Construction clamp, Flange clamp, Gutter clamp, Low current connector, Rebate clamp, Rod clamp, Snow catcher clamp
EC000514 | EG000021 | Connector for lightning protection | 9 |  | Bimetal connector, Clamp, Clamp connector, Clip, Connection clamp, Connection terminal, Connector, Connector for lightning protection, Cross connector, End piece, Low current connector, Multi purpose connecting clamp, Parallel connector, Sleeve connection, T-/cross-/parallel connector, T-connector
EC000515 | EG000037 | Network adaptor | 7 |  | Active network adapter, Adapter, Network adapter, Network adaptor, PC-Card, Powerline adapter
EC000516 | EG000047 | Round or flat plug/receptacle | 10 |  | Blade receptacle, Blade terminal, Bushing, Cable lug, Flat pin bushing, Insulated varnish wire connector, Plug, Round or flat plug/receptacle, Round plug/flat receptacle, Round/flat plug, Sleeve
EC000519 | EG000003 | Terminal sleeve for protective hose | 6 |  | Terminal sleeve for protective hose
EC000522 | EG000014 | Explosion proof switch | 6 |  | 1-pole switch, Dahlander switch, Emergency Stop, Explosion proof switch, Level switch, Off switch, Pole switch, Push button, Reverser, Reversing Dahlander switch, Reversing pole-switch, Reversing switch, Series switch, Star-delta switch, Switch, Turnaround star-delta switch, Two-way switch
EC000523 | EG020070 | Convector (electric) | 10 |  | Convector (electric), Convector frame, Freestanding-/wall model, Freeze protection convector, Low-temperature convector, Skirting convector
EC000524 | EG000047 | Assortment box for installation- and connection material | 6 |  | Assortment box for installation- and connection material, Cable tie assortment, Plastic cable tie selection, Plastic cable tie set
EC000525 | EG000033 | Satellite amplifier | 5 |  | Amplifier, Basic device for multi switch system, Feed-in amplifier, Line amplifier, Multi switch for communication technology, Repeater amplifier, SAT IF amplifier, Satellite amplifier, Split band amplifier
EC000526 | EG000033 | Terrestrial amplifier | 4 |  | Amplifier, Broadband amplifier, Combination amplifier, FM amplifier, Feed-in amplifier, Multi-band amplifier, Pre-amplifier, Repeater amplifier, Signal amplifier, Split band amplifier, Terrestrial amplifier
EC000528 | EG000021 | Earthing plate | 7 |  | Earthing arrangements, Earthing plate
EC000529 | EG020250 | Adhesive | 9 |  | 2 component adhesive, 2 component glue, 2-component adhesive, 2-component glue, 5-minute-epoxy, Acrylate based adhesive, Adhesive, Adhesive mortar, Adhesive paste, All-purpose adhesive, Anaerobic adhesive, Atom glue, Bearing and bush adhesive, Bearing and bushing adhesive, Bearing fastening, Bush glue, Ceramic glue, Cold metal, Component adhesive, Construction adhesive, Construction technology, Contact adhesive, Cyanacrylat glue, Cyanacrylate adhesive, Dispersion adhesive, EPDM adhesive, EPDM foil glue, EPDM glue, Enamel glue, Epoxy, Epoxy adhesive, Epoxy resin adhesive, Exoxy resin adhesive, Expansion adhesive 2 components, Fiber construction adhesive, Foil glue, Glass glue, Glass-metal adhesive set, Glue, Glue for fiber optic connectors, Glue stick, Glue stick permanent, Glue with glitter effect, Glue with light effect, Hard glue, Hot adhesive, Hot melt adhesive, Hot-melt adhesive, Hotmelt adhesive, Household adhesive, Household glue, Instant glue, Joint glue, Lacquer adhesive, Leather glue, Liquid adhesive, Liquid metal, Modelling steel, Mounting tool, Paste, Plastic adhesive, Power adhesive, Power adhesive cartridge, Power universal adhesive, Screw locking, Sealing product, Solvent-borne adhesive, Sparkling glue, Spyri glue, Superglue, Surface sealing, Synthetic resin adhesive, Thread sealing, Two component adhesive, Two component glue, Universal adhesive, Wallpaper paste, Weld paste, Wood and artwork glue, Wooden adhesive
EC000530 | EG020250 | Solvent | 6 |  | Brake cleaner, Glue distribution trowel, Glue residue remover, Methylated spirits, Oil separator, Petroleum benzine, Sealing- and adhesive remover, Solvent, Solvent and thinner, Thinner
EC000533 | EG000030 | Lighting control system component | 8 |  | Brightness sensor, Control unit, Controller unit, Electronic light controller, Extension module, IR sensor, Infrared receiver, Light control system set, Light controller/light sensor, Light sensor, Lighting control system component, Main module, Manual transmitter, Mini constant, Multi-sensor, Presence sensor, Remote control, Remote control (box), Sensor, Signal amplifier, Signal converter, Station, Switch element, Tracer dimmer/IR-controller, Transmitter, Twilight switch, Wall transmitter, Wall-mounted transmitter
EC000534 | EG000013 | Controller for light controlling system | 10 |  | Automatic controller for light controlling system, Controller for light controlling system, Lighting control system controller, Time delay switch
EC000535 | EG020070 | Radiant heat emitter | 8 |  | Ceiling radiator, Ceiling-/wall emitter, Church bank heating, Church heating, Church pew heating, Cradle radiator, Free standing radiator, Freestanding radiator, Heating emitter, Radiant heat emitter, Radiant heating emitter, Wall radiator
EC000536 | EG000010 | Cable clip bracket | 6 |  | Brace, Cable bracket, Cable clamp, Cable clip, Cable clip bracket, Cable guide, Cable wing, Clamp, Clip, Mounting bracket, Pressure clip
EC000537 | EG020045 | Nail disk | 6 |  | Disc, Nail, Nail disk
EC000539 | EG000040 | Blood pressure measuring instrument | 5 |  | Blood pressure measuring instrument
EC000540 | EG000040 | Massager | 5 |  | Body massage, Face massager, Foot massage bath, Foot massager, Massager
EC000541 | EG000040 | Steam cleaner | 7 |  | Steam cleaner, Steam ironing station
EC000542 | EG000040 | Vacuum cleaner (electric) | 10 |  | All-vacuum cleaner, Back vacuum cleaner, Beater vacuum cleaner, Canister-cylinder cleaner, Cyclone cleaner, Electric suction cup, Electric tool, Hip vacuum cleaner, Hump suction cup, Industrial vacuum, Industrial vacuum cleaner, Piggyback vacuum, Stick vacuum cleaner, Vacuum cleaner, Vacuum cleaner (electric), Wood vacuum
EC000543 | EG020041 | Blower vac (electric) | 10 |  | Blower vac (electric), Garden vacuum, Grass suction machine, Leaf blower, Leaf suction machine, Leaf vac, Leaf vacuum, Mulcher
EC000544 | EG000038 | Pocket calculator | 8 |  | Desk calculator, EURO desk calculator, Pocket calculator, Programmable pocket calculator
EC000545 | EG000040 | Tanning appliance | 6 |  | Décolletage, Facial tanner, Solarium, Sun lamp, Tanning appliance, Total body tanner, Upper body tanner
EC000546 | EG000040 | Hair dryer/hair styler | 7 |  | Curl brush, Curl staff, Drying hood, Hair dryer/hair styler, Hair straightener, Hair styler, Hairdryer/Hairstyler, Handheld hair dryer, Steam curl brush, Steam curling tong, Travel hair dryer
EC000548 | EG000040 | Flatiron | 7 |  | Flat iron, Flatiron, Ironer, Ironing device, Low weight flat-iron, Steam brush, Steam iron, Travel iron
EC000551 | EG000040 | Electric shaver | 7 |  | Clothes shaver, Dry lady-shave, Dry shaver, Electric shaver, Shaver, Wet-/dry lady-shave, Wet-/dry shaver, Wet-/dry shaver/epilator
EC000552 | EG000040 | Body care appliance | 6 |  | Body care appliance, Cosmetic mirror, Face cleaning device, Hair colouring device, Manicure set, Mirror, Pedicure set, Personal care set
EC000553 | EG000040 | Hair trimmer | 6 |  | Beard styler, Beard trimmer, Hair trimmer, Haircutter, Haircutting kit, Nose hair trimmer
EC000554 | EG000040 | Wall hair dryer | 7 |  | Wall hair dryer
EC000555 | EG000040 | Personal scale | 6 |  | Personal scale
EC000556 | EG000040 | Electric blanket/pillow/foot warmer | 6 |  | Back-/neck thermal pillow, Electric blanket/electric pillow, Electric blanket/pillow/foot warmer, Electric pad, Foot warmer, Heated carpet, Thermal over blanket, Thermal under blanket
EC000557 | EG000040 | Fever thermometer | 5 |  | Clinical thermometer, Fever thermometer, Thermometer
EC000558 | EG000040 | Oral care appliance | 7 |  | Children toothbrush, Mouth shower, Oral care appliance, Toothbrush, Toothbrush + mouth shower
EC000560 | EG000040 | Mixer/blender | 6 |  | Blender, Food mill, Hand blender, Hand mixer, Mixer/blender, Standing blender, Standing blender with kitchen scales
EC000561 | EG000040 | Can opener | 7 |  | Can opener, Hand tin opener, Standing tin opener
EC000562 | EG000040 | Knife sharpener | 6 |  | Knife sharpener, Knife-/shears blade sharpener, Universal sharpener
EC000563 | EG000040 | Baby food warmer | 6 |  | Baby food warmer
EC000564 | EG000040 | Kitchen scale | 7 |  | Installation scale, Kitchen scale, Table scales, Wall scales
EC000565 | EG000040 | Slicing machine | 7 |  | All-purpose slicer, Food-slicer, Slicing machine
EC000566 | EG000040 | Electric knife | 6 |  | Electric knife, Knife
EC000567 | EG000040 | Food dehydrator | 6 |  | Food dehydrator, Fruit/vegetable dryer
EC000568 | EG000040 | Squeezer/juicer | 6 |  | Citrus press, Juice centrifuge, Juicer, Spin juicer, Squeezer/juicer
EC000569 | EG000040 | Ice cream maker | 6 |  | Ice cream maker
EC000570 | EG000040 | Chopper | 6 |  | Chopper, Cutter, Shredder
EC000571 | EG000040 | Kitchen machine | 7 |  | Kitchen machine
EC000572 | EG000040 | Vacuum sealer | 8 |  | Foil sealer, Foil welder, Foil-sealing device, Sachet welding device, Sachet welding machine, Vacuum sealer
EC000574 | EG000040 | Raclette set | 6 |  | Raclette set
EC000575 | EG000040 | Grill | 6 |  | Contact grill, Free standing grill, Grill, Grill station, Grill table, Table grill
EC000576 | EG000040 | Fondue/wok | 6 |  | Electric fondue, Electric wok, Fondue, Fondue/wok, Wok
EC000577 | EG000040 | Egg boiler | 6 |  | Egg boiler
EC000578 | EG000040 | Espresso machine | 6 |  | Coffee maker, Espresso machine
EC000579 | EG000040 | Steam oven | 6 |  | Food steamer, Pan, Steam cooker, Steam oven
EC000580 | EG000040 | Yogurt maker | 7 |  | Joghurt maker, Yogurt maker
EC000581 | EG000040 | Kitchen timer | 7 |  | Kitchen timer, Stop watch, Timer
EC000582 | EG000040 | Table baking oven/-grill | 7 |  | Automatic grill, Automatic grill with 2 hotplates, Baking grill, Baking oven, Grill, Table baking oven/-grill
EC000583 | EG000040 | Immersion heater (electric) | 7 |  | Household immersion heater, Immersion heater (electric), Industrial immersion heater, Travel immersion heater
EC000584 | EG000040 | Warming tray | 6 |  | Hot tray, Memory medium, Tea light, Warming plate, Warming tray
EC000585 | EG000040 | Coffee mill | 7 |  | Coffee grinder, Coffee mill, Coffee-/espresso grinder, Espresso grinder
EC000586 | EG000040 | Automatic preserving cooker | 6 |  | Automatic preserving cooker, Electric soup pan, Preserving appliance
EC000587 | EG000040 | Water cooker | 9 |  | Cordless kettle, Electric kettle, Kettle, Water boiler, Water cooker, Water heater, Water kettle
EC000588 | EG000040 | Toaster | 6 |  | 2-slice toaster, 4-slice toaster, Bread roll warmer, Long slot toaster, Roll baker, Rotating toaster, Sandwich toaster, Toaster, Toaster/mini oven, Toaster/sandwich toaster
EC000589 | EG000040 | Deep fryer | 6 |  | Deep frier, Deep fryer, Fryer
EC000590 | EG000040 | Waffle maker | 6 |  | Crepes maker, Croissant maker, Donut maker, Pancake maker, Waffle maker
EC000591 | EG000040 | Rotary ironer | 7 |  | Cold press, Floor standing rotary iron, Foldable rotary iron, Rotary ironer, Steam rotary iron
EC000592 | EG000040 | Facial sauna | 6 |  | Facial sauna
EC000593 | EG020070 | Radiator (electric) | 9 |  | Electric radiator, Radiator (electric)
EC000594 | EG000040 | Bread machine | 6 |  | Bread machine
EC000595 | EG000040 | Sterilizer | 8 |  | Disinfection box, Disinfection chamber, Disinfection unit, Steam sterilizer, Sterilisation chamber, Sterilizer, UV-C sterilizer
EC000596 | EG000040 | Alarm clock | 6 |  | Alarm clock, Alarmclock, Timer
EC000598 | EG000040 | Coffee maker | 6 |  | Coffee maker, Coffee maker/water cooker, Coffee-/tea maker, Double coffee maker
EC000599 | EG000024 | PLC system power supply | 5 |  | PLC system power supply
EC000600 | EG020093 | Lamp tester | 8 |  | Clamp, Clip, Connection clamp, Connection terminal, Contact clip, Lamp tester, Screwed terminal, Test device
EC000601 | EG020094 | Measuring instrument for temperature and climate | 8 |  | Digital meter, Digital thermometer, Electronic thermometer, Infrared meter, Infrared thermometer, Liquid thermometer, Measuring instrument for temperature and climate, Temperature detector, Temperature meter, Thermal detector, Thermometer, Window thermometer
EC000602 | EG000032 | Data rail for bus system | 9 |  | Bus system, Connecting bridge, Data rail for bus system, EIB data rail, KNX data rail
EC000603 | EG000032 | Data rail coupler for bus system | 9 |  | Bus system, Connecting bridge, Connector, Coupler, Data rail coupler for bus system, EIB
EC000606 | EG000040 | Air moisturizer/air refresher | 9 |  | Air cleaner, Air cleaner-/humidifier, Air conditioner, Air humidifier, Air moisturizer/air refresher, UV-C air refresher
EC000607 | EG000040 | Epilator | 7 |  | Epilator
EC000608 | EG020030 | Labelling tape | 10 |  | Adhesive label, Labelling tape
EC000609 | EG000040 | Floor scrubbing machine | 7 |  | Electric tool, Floor polishing machine, Floor scrubber, Floor scrubbing machine, Ground cleaner, Ground cleaning device, Ground grinder, One disc machine, Polisher, Vacuum polisher
EC000610 | EG020030 | Label maker | 7 |  | CD labelling system, Electronic cable labeller, Electronic label maker, Electronically labelling device, Label maker, Label printer
EC000613 | EG000021 | Decoupling coil for internal lightning protection | 6 |  | Coil, Decoupling coil for internal lightning protection, Trap filter
EC000615 | EG000013 | Venetian blind control unit | 8 |  | Button, Isolator relay venetian blind, Switch, Venetian blind control unit
EC000616 | EG020046 | Rung ladder | 10 |  | Access ladder, Boarding ladder, Cat ladder, Combi ladder, Combination ladder, Descent ladder, Double ladder, Electrician ladder, Escape ladder, Exit ladder, Extending ladder, Extensible ladder, Fall protection ladder, Fire brigade ladder, Fire escape, Fire ladder, Folding ladder, Folding-ladder, Hinged ladder, Industry ladder, Ladder, Lean-to ladder, Multi-purpose ladder, Paring-ladder, Pilot ladder, Platform ladder, Push-up ladder, Rack ladder, Roof ladder, Roofer lay-on ladder, Rope ladder, Rung ladder, Runged ladder, Scaling ladder, Single stile ladder, Sliding ladder, Straight ladder, Telescopic ladder, Window cleaning ladder
EC000617 | EG020090 | Trip block for power circuit-breaker | 7 |  | Monitoring unit, Over current protection, Overcurrent protection, Shunt release (for power circuit breaker), Thermal protection, Thermal release, Trip block for power circuit-breaker, Tripping bloc for power circuit-breaker
EC000618 | EG000040 | Meat grinder | 6 |  | Meat grinder, Meat mincer
EC000619 | EG020060 | Butt chisels | 6 |  | Butt chisels, Chisel, Wood chisel
EC000620 | EG020045 | Screw assortment box | 6 |  | Body screw assortment, Car body screw set, Chipboard screw assortment, Drill screw box, Drill screw case, Drill screw set, Hexagon socket screw assortment, Hexagon socket screw selection, Hexagon socket screw set, Hexagonagon nut assortment, Nut assortment, Screw, Screw assortment box, Self-locking nut assortment, Sheet metal screw box, Sheet metal screw case, Sheet metal screw set, Stud screw assortment, Tapping screw assortment, Thread screw assortment, Thread screw box, Thread screw case, Thread screw set, Wood screw, Wood screw assortment, Wooden screw set
EC000621 | EG021002 | Legend plate for control circuit devices | 6 |  | Accessories for control circuit devices, Indication plate, Legend plate for control circuit devices
EC000623 | EG020053 | Glue stick for glue gun | 8 |  | Adhesive, Glue pellets, Glue stick, Glue stick for glue gun, Hot adhesive, Hot glue, Hot melt adhesive, Hot melt glue, Hot-melt adhesive, Hot-melt glue, Hotmelt adhesive, Hotmelt glue
EC000624 | EG021002 | Text plate for command devices | 7 |  | Adhesive label, Coding plate, Indication plate, Text plate for command devices, Text plate for control circuit devices, Text strip
EC000625 | EG000041 | Car audio | 6 |  | CD changer, CD changer set, CD receiver, CD receiver combination, Car audio, Cassette receiver combination, MD receiver combination, MP3/CD receiver combination, Radio
EC000628 | EG000039 | Refrigerator | 10 |  | Refrigerator
EC000629 | EG000039 | Fridge/freezer combination | 10 |  | Combination, French door fridge, Fridge/freezer combination, Refrigerator, Side-by-side, Top-opening freezer
EC000630 | EG000039 | Freezer | 10 |  | Freezer, Freezer box, Front-opening freezer, Top-opening freezer
EC000631 | EG000040 | Curler set | 6 |  | Curler, Curler set
EC000632 | EG020090 | Control switch, Joystick | 8 |  | Control switch, Control switch, Joystick, Controller, Joy-stick, Joystick, Selector switch, complete, Switch
EC000633 | EG000039 | Dishwasher (domestic) | 10 |  | Dishwasher, Dishwasher (domestic)
EC000634 | EG000032 | Bus coupler for bus system | 9 |  | Basemodule, Bus coupler for bus system, Bus system, Coupler, EIB
EC000635 | EG000032 | Connection-/branching terminal for bus system | 9 |  | Bus connection terminal, Bus system, Clamp, Clip, Connecting-/branching terminal, Connection clamp, Connection terminal, Connection-/branching terminal for bus system, EIB, Low current connector
EC000636 | EG000013 | Electronic insert for domestic switching devices | 9 |  | (Alarm) clock, Adapter for electronic residential meter, Adaptor for electronic residential meter, Ambient air sensor CO2, Electronic insert for domestic switching devices, Energy adapter, Energy adaptor, Energy and weather station, Gas meter, LAN adapter, LAN adaptor, Power meter, Power supply unit, Radio, Radio receiver, Thermometer, Voice recording, Weather station
EC000637 | EG000040 | Ironing table | 6 |  | Ironing table
EC000638 | EG000039 | Washing machine | 9 |  | Top loading, Washer-dryer, Washing machine
EC000639 | EG000039 | Tumble dryer | 9 |  | Drier, Dryer, Tumble dryer, Wash dryer
EC000640 | EG020090 | Soft starter | 8 |  | Semiconductor motor controller, Soft starter
EC000641 | EG010110 | Laser leveling device | 8 |  | Automatic laser, Automatical rotation leverling laser, Compact laser, Diode rotation laser, Distance measure, Engineering leveller, Expansion joint surveyor's level, Grade laser, Laser, Laser device, Laser distance measuring instrument, Laser level, Laser leveling device, Laser leveling instrument, Laser line level, Laser marking device, Laser marking tool, Laser plummet, Laser remover, Laser remover measure device, Light-weight leveling head, Measuring laser, Multi-directional laser, Optical leveling device, Pipe laser, Point and line laser, Rangefinder, Rotating laser, Tile laser
EC000642 | EG000038 | Answering machine | 4 |  | AB, Answering machine
EC000643 | EG000038 | Fax | 5 |  | Fax
EC000644 | EG000041 | Portable CD player | 5 |  | CD changer, CD player, CD recorder, Portable CD player, SACD-player
EC000645 | EG000041 | CD player/recorder | 6 |  | CD changer, CD player, CD player/recorder, CD recorder, SACD-player
EC000647 | EG000041 | Radio | 9 |  | Alarm clock, Broadcast receiver, Built under kitchen radio, Built-in, Construction site radio, Kitchen radio, Radio, Radio clock, Radio receiver, Table radio, Time indicator, Under cabinet kitchen radio, Under cabinet radio, World receiver
EC000648 | EG000041 | Radio recorder | 8 |  | CD receiver, CD/MD receiver, CD/cassette receiver, Cassette receiver, Radio recorder, Radio/CD, Radio/CD/cassette, Radio/cassette
EC000651 | EG000041 | Car loudspeaker | 4 |  | 2-way system, 3-way system, Box, Car loudspeaker, Loudspeaker, Subwoofer
EC000652 | EG000041 | Loudspeaker box | 10 |  | Bookshelf speaker, Box, Cabinet loudspeaker, Ceiling speaker, Column speaker, Floorstanding speaker, Horn loudspeaker, Loudspeaker, Loudspeaker box, Rack loudspeaker, Reflex horn, Sound projector, Sound speaker, Speaker, Wall speaker
EC000653 | EG020030 | Dictaphone | 7 |  | Compact cassette (analogue), Dictaphone, Micro cassette
EC000654 | EG000041 | Camcorder | 6 |  | Action camera, Camcorder
EC000655 | EG000039 | Cooker hood | 9 |  | Built-in, Built-under, Cooker hood, Decorative (isle hood), Flat shield, Free-hanging, Integrated, Wall fireplace
EC000656 | EG000039 | Spin-dryer | 5 |  | Spin-dryer
EC000658 | EG000039 | Accessories/spare parts for cooker hood | 10 |  | Accessories for cooker hood, Accessories/spare parts for cooker hood, Chimney extension, Cover strip, Extension part, Handle strip, Hose, Inversion fitting, Inversion fitting for cooker hood, Inversion fitting with flex pipe, Inversion fitting with pipe support, Mounting bracket, Rear panel, Spare part for cooker hood, Spare parts for cooker hood, Starter set, Suction hose, Throttle, Volume part
EC000661 | EG000039 | Microwave oven | 8 |  | Micro wave, Microwave, Microwave oven
EC000662 | EG000039 | Cooker | 9 |  | Baking oven, Cooker, Electric cooker, Electric stove, Gas cooker, Gas stove
EC000663 | EG000041 | Headphone | 8 |  | Earphone, Head-phone, Headphone
EC000664 | EG000039 | Hob | 8 |  | Built-in gas cooker, Cooker, Freestanding gas cooker, Gas cooker, Gas stove, Glass ceramic cooking plate, Heating plate, Hob, Hob with cooker hood, Hob with hood, Hob with integrated cooker hood, Hob with integrated hood, Hot plate, Kitchen stove, Oven, Portable hob (hotplate), Range
EC000665 | EG000039 | Exchange hotplate | 6 |  | Automatic hot plate, Exchange hotplate, Heating plate, High-speed hotplate, Hob, Portable hob (hotplate), Standard hotplate
EC000666 | EG000041 | HiFi/TV furniture | 6 |  | HiFi rack, HiFi/TV furniture, Stand (base), Television/video table, Under frame, Wall console
EC000667 | EG000041 | Audio mixer | 7 |  | Audio mixer, Equipment panel, Loudspeaker mixing panel, Mixer, Mixing console
EC000668 | EG000041 | HiFi-Receiver | 7 |  | HiFi-Receiver, Receiver
EC000669 | EG000041 | HiFi-Tuner | 6 |  | HiFi-Tuner, Radio, Radio receiver
EC000671 | EG000047 | Current collector | 5 |  | Current collector, Length
EC000672 | EG000032 | Touch sensor for bus system | 10 |  | Bus system, Button, Control element, EIB, Group push button, Infrared receiver, Nikobus, Push button, Push button, complete, Rocker, Sensor, Top-piece, Touch sensor for bus system
EC000673 | EG000032 | Area/line coupler for bus system | 9 |  | Area/line coupler for bus system, Bus system, Coupler, EIB, Repeater
EC000674 | EG000032 | Interface for bus system | 10 |  | Bus system, Coupler, Driver module for bus system, EIB IP gateway, EIB IP router, Interface, Interface for bus system, KNX IP gateway, KNX IP router, Nikobus, Software, USB interface
EC000675 | EG000032 | Power supply for bus system | 10 |  | Bus system, EIB, Mains power supply, Power adaptor, Power supply for bus system
EC000676 | EG000032 | Logic component for bus system | 9 |  | Bus system, EIB, Logic component for bus system, Logic module, Logic object
EC000677 | EG000032 | Display for bus system | 9 |  | Bus system, Cover, Cover plate, Display, Display for bus system, EIB, LCD display
EC000678 | EG000041 | Remote control | 8 |  | Cable remote control, EIB remote control, KNX remote control, Radio remote control, Remote control, Remote control (box), Remote control building services, Remote control building technology, Remote control consumer electronics, Remote control heating appliances, Remote control housing technology, Remote controll for roller-blind drive, Wall remote control
EC000679 | EG000040 | Popcorn machine | 6 |  | Popcorn machine
EC000680 | EG000041 | DVD player/recorder | 8 |  | DVD player/recorder, DVD-player
EC000681 | EG000041 | HiFi-set | 7 |  | HiFi Microsystem, HiFi Midi-system, HiFi Midisystem, HiFi Mini-system, HiFi Minisystem, HiFi system, HiFi-set, Home cinema system, Stereo
EC000682 | EG000041 | Loudspeaker set | 6 |  | Ceiling-/wall loudspeaker, HiFi loudspeaker system, Loudspeaker set, Surround system
EC000683 | EG020090 | Surge protection module | 6 |  | Adapter, Diode-suppressor, Free wheeling diode, Overvoltage protection, RC-suppressor, Surge protection module, Surge voltage protection, Varistor (voltage-sensitive resistor)
EC000684 | EG000041 | Record player | 5 |  | Record player
EC000688 | EG000032 | Binary input for bus system | 10 |  | Binary input, Binary input for bus system, Bus system, EIB, Nikobus, Sensor
EC000689 | EG000032 | Time switch for bus system | 10 |  | Bus system, EIB, Nikobus, Time switch, Time switch for bus system, Timer, Timer clock, Week clock
EC000690 | EG000041 | Video projector | 7 |  | Projector, Video projector
EC000691 | EG000040 | Insect repellent device | 4 |  | Insect exterminator, Insect repellent device
EC000692 | EG000039 | Heating element (baking oven) | 5 |  | Heating element, Heating element (baking oven)
EC000693 | EG000039 | Mini kitchen | 8 |  | Kitchen, Kitchenette, Kitchenette block, Mini kitchen, Studio kitchen
EC000694 | EG000027 | Hand floodlight | 9 |  | Bar-shaped lamp, Hand floodlight, Hand luminaire, Hand spotlight, Portable spotlight
EC000696 | EG000028 | Vehicle lamp | 8 |  | Airplane light, Automotive light, Blinker light, Brake light, Car light, Flashing luminaire, Fog light, Head light, Indicator light complete, Lamp, Plane light, Rear light, Ship lamp, Vehicle lamp, Vehicle light
EC000698 | EG000032 | Repeater for bus system | 9 |  | Amplifier, Bus system, EIB, HiFi Amplifier, Network repeater, Repeater, Repeater for bus system, Signal amplifier
EC000699 | EG000032 | Central device for bus system | 9 |  | Bus system, Central device for bus system, EIB, Interface, Logic module
EC000700 | EG000032 | Band suppressor/choke for bus system | 9 |  | Band suppressor/choke for bus system, Bus system, EIB, Filter, Reactance coil, Trap filter
EC000701 | EG020087 | Window opener | 6 |  | Breaker contact, Window opener
EC000703 | EG000036 | Communication column | 6 |  | Communication column
EC000704 | EG020086 | Core drill bit | 9 |  | Core drill, Core drill bit, Diamond drill, Drill, Drill tool, Hammer drill bit, Hammer hollow drill bit, Rotary drill bit, Socket cutter, Tile hole core drill
EC000705 | EG021000 | Measuring instrument set | 7 |  | Continuity tester, Guaranty case (NL-product!), Measuring instrument set, Multi meter, Set, Test device, Voltage tester
EC000706 | EG021007 | Console for wall duct | 6 |  | Console, Console for wall duct, Wall bracket
EC000707 | EG000039 | Cool/freezer box, portable | 8 |  | Cool box, Cool box, portable, Cool/freezer box, portable, Cooler, Cooling box, Freezer, Freezer box, Freezer box portable
EC000709 | EG000036 | Socket for letterbox | 6 |  | Mounting foot for mailbox, Socket for letterbox, Stand (base), Standpipe
EC000712 | EG020090 | Empty enclosure for switchgear | 9 |  | Disconnecting cabinet, Distributor assembly with main switch, Empty enclosure for switchgear, Housing, Load switch box, Main switch, Master switch, Switch, Switch box, Switch box is empty
EC000713 | EG000015 | Busbar coupler | 4 |  | Busbar coupler, Coupler, Coupling piece, End cap, End piece, Low current connector
EC000717 | EG000037 | Plug for telecommunication terminal strip | 5 |  | Plug for telecommunication terminal strip, Separating plug
EC000718 | EG000037 | Wire-guide for LSA connection strip | 4 |  | Ceramic wire-guide, Wire-guide for LSA connection strip
EC000719 | EG000037 | Labelling cap for connection strips | 5 |  | Labelling cap, Labelling cap for connection strips
EC000720 | EG000037 | Labelling plate for telecommunication terminal strips | 6 |  | Labelling plate for telecommunication terminal strips
EC000721 | EG000011 | Base/base element (enclosure/cabinet) | 8 |  | Base, Base complete, Base front/back, Base intermediate plate, Base side set, Base stabilization profile, Base/base element (enclosure/cabinet), Base/base element (switchgear cabinet), Blind, Console, Correction blind, Footing, Mounting base
EC000722 | EG021009 | On-floor installation duct | 9 |  | Cable bridge, Car passage duct, Installation duct, On-floor installation duct, On-floor installation duct for vehicular passage, Protector rubber, Truck passage duct
EC000723 | EG000037 | Dust shield for plug connections | 7 |  | Blind plug, Cover, Cover disc, Cover plate, Covering cap, Dummy plug, Dust protection cap, Dust shield for data connector, Dust shield for plug connections, Flap, Protection cap, Protection cover, Screw cap
EC000725 | EG000041 | Cleaning cassette/CD | 5 |  | Cleaning cassette/CD
EC000726 | EG021009 | End plate for slotted cable trunking system | 8 |  | End piece, End plate, End plate for slotted cable trunking system, Terminal panel
EC000727 | EG021009 | Cover for slotted cable trunking system | 9 |  | Cover, Cover for slotted cable trunking system
EC000728 | EG021009 | Cover for installation duct | 8 |  | Cover, Cover for installation duct
EC000730 | EG000037 | Discharge tube for overvoltage protection magazine | 5 |  | Discharge tube for overvoltage protection magazine, Overvoltage protector
EC000731 | EG000037 | Network hub | 5 |  | Network hub, Network repeater, Repeater, Stroke
EC000732 | EG000037 | Network repeater | 5 |  | Ethernet repeater, Network repeater, Repeater
EC000734 | EG000037 | Network switch | 9 |  | Empty chassis, Network switch
EC000735 | EG000037 | Print server | 6 |  | Print server
EC000736 | EG000041 | Analogue memory medium | 5 |  | Analogue memory medium, Cassette, Compact cassette (analogue), Hi8, Metal box, Micro, S-VHS, S-VHS-C, Storage medium, VHS, VHS-C
EC000737 | EG000011 | Heating (enclosure/cabinet) | 7 |  | Heating, Heating (enclosure/cabinet), Heating (switchgear cabinet)
EC000740 | EG000037 | Modem | 8 |  | ISDN, Modem
EC000743 | EG000011 | Insert for lock system | 7 |  | Cylinder, Insert, Insert for lock system, Toggle
EC000744 | EG000011 | Top-/floor element (enclosure/cabinet) | 9 |  | Cap, Cover, Cover plate, Head, Roof, Top cover/top cover element (enclosure/switchgear cabinet), Top cover/top cover element (switchgear cabinet), Top-/floor cover element (enclosure/cabinet), Top-/floor cover element (enclosure/switchgear cabinet), Top-/floor element (enclosure/cabinet)
EC000747 | EG000011 | Door/operating panel (enclosure/cabinet) | 7 |  | Asymmetrically divided double wing door, Blind cover frame, Compartment door, Control tableau, Door, Door/operating panel (enclosure/cabinet), Door/operating panel (switchgear cabinet), Inner door, Lock door, Panel door, Partial door, Protection cap, Protection cover, Protective door, Screening, Stop door, Symmetrically divided double wing door, Transparent window, Viewing window
EC000748 | EG000037 | Pigtail | 7 |  | Cable pigtail, Conductor pigtail, Fibre optics, Pigtail
EC000749 | EG000005 | Bend for subfloor installation ducting systems | 8 |  | Bend for subfloor installation ducting systems, Bend for underfloor installation ducting systems, Horizontal bend for underfloor installation ducting systems, Vertical bend for underfloor installation ducting systems
EC000750 | EG000005 | Coupler for subfloor installation duct | 8 |  | Brace, Carrying handle, Connector, Coupler, Coupler for subfloor installation duct, Coupler for underfloor installation duct, Duct connector, Fastening profile, Lip
EC000751 | EG000028 | Induction lamp | 9 |  | Fluorescent lamp, Induction lamp, Lamp
EC000752 | EG000037 | Fibre optic coupler | 9 |  | Adapter, All-purpose plug, Communications technique adapter, Connector, Coupler, Dowel, Fibre optic coupler, Glass fibre connector, Jacket, Plug
EC000753 | EG000037 | Fibre optic cable splitter | 6 |  | Fibre optic cable splitter
EC000755 | EG020045 | Anchor sleeve | 9 |  | Anchor bolt female, Anchor sleeve, Ceiling plug, Chemical anchor, Chemical dowel, Expanding plug, Hammer set anchor, Hollow ceiling anchor, Hollow-slab ceiling plug, Injection anchor sleeve, Nail bush, Screw-in sleeve, Sleeve, Sleeve anchor
EC000757 | EG000032 | Software for bus system | 9 |  | Application software, EIB, OPC server, Planning-/put into operation software, Product data bank, Software, Software for bus system, Visualization, Visualization software
EC000758 | EG000027 | In-ground luminaire | 10 |  | In-ground luminaire, Orientation luminaire, Spot
EC000759 | EG000037 | Splice holder | 5 |  | Splice holder
EC000760 | EG020085 | Hole cutter for plastics | 6 |  | Hole cutter for plastics
EC000761 | EG000012 | Labelling for terminal block | 7 |  | Coding plate, Connection marker, Connector marker, Device marker, Identification plate, Indication plate, Label, Label branch, Labelling for terminal block, License plate, Marker, Marker strip, Marking for clamps, Marking for terminal block, Marking material, Marking material for clamps, Marking strip, Tag, Terminal block marking, Terminal identification, Terminal marking, Terminal marking system, Warning sign
EC000762 | EG000037 | Splice cassette | 5 |  | Splice cassette
EC000763 | EG000033 | Line equalizer (receiver technology) | 5 |  | Equalizer, Line equaliser, Line equalizer, Line equalizer (receiver technology)
EC000766 | EG000037 | Coding for data communication technology | 7 |  | Coding for data communication technique, Coding for data communication technology, Colour coding, Mechanical coding, Mounting clip
EC000768 | EG000037 | Multiplexer | 4 |  | AS 400, Multiplexer
EC000769 | EG000038 | Module for telephone system | 4 |  | Audio module, Charge module, Charge-/switch module, DECT-module, Expansion, IP-module, LAN module, Module for telephone system, Power failure module, S0-Modul, Switch module, TFE module, Trunk line (local loop) module, UPO-module, a/b-/System telephone module, a/b-module
EC000770 | EG000023 | Separation plate for meter-/distribution boards | 6 |  | Cover, Insulating plate, Separating partition, Separation plate for meter-/distribution boards, Wall
EC000771 | EG000023 | Cover strip (modular) for meter-/distribution board | 8 |  | Cover, Cover plate, Cover strip (modular) for meter-/distribution board, Cover strip for meter-/distribution board, Shock protection cover, Small distribution board equipped
EC000772 | EG000040 | Master clock | 8 |  | Clock synchronisation, Clock system, GPS clock, Main clock, Master clock, Mother clock, Network time server, Time center, Time distribution system, Timer, Timestamping, Timing system
EC000773 | EG000027 | Explosion proof hand floodlight | 9 |  | Bar-shaped lamp, Emergency hand lamp, Ex-proof hand luminaire, Ex-proof handflood light, Explosion proof flashlight, Explosion proof hand floodlight, Explosion proof hand lamp, Explosion proof handflood light, Explosion proof pocket torch, Explosion proof torch, Hand floodlight, Hand lamp explosion proof, Pocket torch, Pocket torch explosion proof, Rechargeable flashlight, Rechargeable hand lamp, Torch, Torch explosion proof
EC000774 | EG000020 | Miniature fuse assortment | 6 |  | Blade fuse, Ceramic fuse, Glass fuse, Miniature fuse, Miniature fuse assortment, Type of fuse
EC000775 | EG000023 | Cover for distribution board | 8 |  | Blind cover, Cover, Cover for distribution board
EC000776 | EG000040 | Pan | 5 |  | Food steamer, Pan
EC000777 | EG000040 | Baby bottle | 4 |  | Baby bottle
EC000778 | EG000038 | Telephone digital/ISDN with cord | 7 |  | ISDN, ISDN telephone with cord, System telephone, Telephone, Telephone digital, corded, Telephone digital/ISDN with cord
EC000779 | EG000036 | Indoor station door communication | 9 |  | House station, House telephone, Indoor station (audio/video), Indoor station door communication, Intercom, System telephone, Telephone, Video entry phone
EC000781 | EG000003 | Sealing for hose screw connection | 7 |  | Sealing for hose screw connection, Sealing ring
EC000782 | EG000032 | Access control unit for bus system | 10 |  | Access control unit for bus system, Card reader, Chip card, Code lock, EIB, Key lock, Nikobus, Touch operated lock
EC000783 | EG000032 | Signalling and operation panel for bus system | 9 |  | Control tableau, EIB, Indication, Nikobus, Signalling and operating panel, Signalling and operation panel for bus system, Signalling panel, Touch panel, Touch screen
EC000784 | EG000011 | Desk system (enclosure/cabinet) | 8 |  | Console, Control panel, Cover, Desk system (enclosure/cabinet), Desk system (switchgear cabinet), Middle part
EC000785 | EG021007 | Connector for wall duct | 8 |  | Connector for wall duct
EC000786 | EG021008 | Cover for plinth skirting duct | 9 |  | Cover, Cover for plinth skirting duct, Cover plate
EC000787 | EG000038 | Handset for cordless telephone | 8 |  | Cordless telephone, Handset for cordless telephone, Mobile module, System telephone, Telephone
EC000788 | EG000038 | Charger for cordless telephone | 5 |  | Charger for cordless telephone, Charging tray, Cordless telephone, Telephone
EC000789 | EG020030 | Headset | 7 |  | Ear plug, Earbuds, Earphone, Earplug, Head-phone, Head-set, Headphone, Headset, Over-the-ear headset
EC000792 | EG000032 | Actuating drive for bus system | 9 |  | Actuating drive for bus system, Bus system, EIB
EC000794 | EG000032 | Analogue input for bus system | 9 |  | Analogue input, Analogue input for bus system, Base module, Bus system, EIB, Expansion, Sensor
EC000795 | EG021007 | Extension module for installation column | 8 |  | Extension module for installation column
EC000796 | EG000058 | Contact for industrial connectors | 9 |  | Clamp contact, Coax, Contact, Contact for industrial connectors, Contact pin, Ethernet, Fibre optic conductor, Industrial plug connector contact, Insulation displacement contact, Massive contact, Penetration contact, Press-in contact, Soldering contact, Solid contact, Spring-loaded contact, Switching contact, Terminal screw contact, Wire-wrap
EC000797 | EG000037 | USB-Hub | 4 |  | USB-Hub
EC000798 | EG015880 | Test pin | 6 |  | Test pin
EC000799 | EG000003 | Screw gland holder | 6 |  | Connector holder, Corrugated hose holder, Gland Holder, Holder for hose fittings, Holders for fittings, Hose fitting holder, Protective hose holder, Screw gland holder
EC000800 | EG021007 | Cover strip for wall duct | 8 |  | Coupler, Cover, Cover plate, Cover strip for wall duct, Duct joint cover, Joint cover, Joint cover base unit, Joint cover for wall duct
EC000801 | EG020043 | Torx screwdriver | 8 |  | Hexagonal screwdriver torx, Hexalobular internal driving screwdriver, Hexalobular socket screwdriver, Screwdriver, Screwdriver torx, Torx screwdriver
EC000804 | EG000033 | Audio/video modulator | 4 |  | Audio/video modulator
EC000806 | EG000040 | Rasp (battery/electric) | 6 |  | Rasp, Rasp (battery/electric)
EC000807 | EG000041 | Navigation system | 5 |  | All-in-one device, Navigation, Navigation system, Portable device
EC000808 | EG000041 | Portable MP3 player | 6 |  | Portable MP3 player
EC000809 | EG000024 | Programming- and engineering software | 8 |  | Evaluation function, Planning software, Programming- and engineering software, Software
EC000810 | EG000024 | PLC mounting rack | 7 |  | Goup carrier, Installation set, Main group carrier, Module rack, Mounting frame, PLC mounting rack
EC000811 | EG020070 | Electrical chimney fire | 8 |  | Electrical chimney fire
EC000812 | EG020070 | Ceiling heating foil | 6 |  | Additional heating, Ceiling heating, Ceiling heating foil, Foil, Heating
EC000813 | EG020070 | Natural stone heating | 6 |  | Carbonate rock, Granite, Heating, Limestone, Marble, Natural stone heating, Soapstone
EC000814 | EG000010 | Threaded bush | 9 |  | Gland nut, Threaded bush
EC000815 | EG000033 | Car antenna | 5 |  | Arbour antenna, Automatic antenna, Bumper antenna, Car antenna, Glass mount antenna, Magnet mount antenna, Rear mount antenna, Retractable antenna, Roof antenna, Window clip-mount antenna
EC000816 | EG000037 | WLAN access point | 8 |  | Controller access point, WLAN access point, WLAN controller, WLAN repeater, Wi-Fi access point, WiFi access point, WiFi repeater, WiFi-Compatible, Wireless Access Point (WAP)
EC000817 | EG000037 | WLAN network adaptor | 7 |  | Network adapter, WLAN network adapter, WLAN network adaptor
EC000818 | EG020043 | Hexagonal key | 8 |  | Allen key, Allen wrench, Angle head key, Cross handle key, Curved head key, Hex head key, Hexagon key, Hexagonal key, Key, Key wrench, Pin-face wrench
EC000819 | EG000028 | Compact fluorescent lamp with integrated ballast | 9 |  | Compact fluorescent lamp, Compact fluorescent lamp with integrated ballast, Energy-saving lamp, Fluorescent lamp, Lamp
EC000820 | EG000028 | Traffic signalling lamp | 8 |  | Halogen lamp, Incandescent lamp, Indicator light complete, Lamp, Ring mirror, Signalling lamp, Traffic signalling lamp
EC000821 | EG000028 | High pressure sodium-vapour lamp | 10 |  | High pressure sodium lamp, High pressure sodium-vapour lamp, Lamp, Round/globe
EC000822 | EG000028 | Low pressure sodium-vapour lamp | 9 |  | Lamp, Low pressure sodium-vapour lamp, Low-pressure sodium lamp
EC000823 | EG000028 | Halogen metal halide reflector lamp | 10 |  | Discharge lamp, Halogen lamp, Halogen metal halide reflector lamp, Lamp, Metal halide lamp
EC000833 | EG020042 | Flat nose pliers | 8 |  | Flat jaw, Flat nose pliers, Gripping pliers, Langbeck pliers, Plier, Pliers, Seaming pliers
EC000834 | EG020042 | Round nose pliers | 8 |  | Gripping pliers, Jewellers' pliers, Langbeck pliers, Pliers, Plumber flat round pliers, Point pliers, Round nose pliers, Round pliers, Sheet metal pliers, Sheet metal working tool
EC000835 | EG020042 | Telephone pliers | 9 |  | Adjusting pliers, Electronic long nose pliers, Gripping pliers, Mechanics pliers, Needle nose pliers, Pliers, Radio pliers, Snipe nose pliers, Snipe nose side cutting pliers, Stork beak pliers, Telegraph pliers, Telephone pliers
EC000836 | EG020042 | Combination pliers | 9 |  | Combination pliers, Electrician pliers, Small combination pliers
EC000837 | EG000001 | Power cable >= 1 kV, for moving application | 9 |  | Cable, Energy cable, Energy cable >= 1 kV, for moving application, High voltage power cable, Power cable >= 1 kV, for moving application, Trailing cable
EC000838 | EG000001 | Thermocouple cable | 7 |  | Cable, Measuring conductor, Thermocouple cable
EC000839 | EG000021 | Braid wire | 8 |  | Braid wire, Drain wire, Elastic relation, Shunt
EC000842 | EG021003 | Pipe wrench | 9 |  | Adjustable spanner, Adjustable wrench, Chain ring plier, Chain- and strap wrench, Gas pipe pliers, Gas pliers, Grip pliers, Gripping pliers, Monkey wrench, Oil filter wrench, Pipe pliers, Pipe spanner, Pipe wrench, Plumber spanner, Plumber wrench, Spurling pipe pliers, Stillies, Stillsons, Strap pliers, Strap wrench, Swedish pipe wrench, Water tap pliers
EC000843 | EG000035 | Signalling bell | 7 |  | Alarm signal, Bell, Bell chime, Chime, Doorbell chime, Signalling bell, Sound generator, Sounder
EC000844 | EG000035 | Buzzer | 7 |  | Buzzer, Sound generator
EC000849 | EG021008 | Outer corner for skirting duct | 8 |  | Base unit, Base unit and cover, Corner piece, Moulded hood, Outer corner, Outer corner for skirting duct
EC000850 | EG021008 | End piece for skirting duct | 8 |  | End piece, End piece for skirting duct, End plate
EC000851 | EG021008 | Inner corner for skirting duct | 8 |  | Base unit, Base unit and cover, Corner piece, Inner corner, Inner corner for skirting duct, Moulded hood
EC000852 | EG021008 | Flat bend for skirting duct | 9 |  | Base unit, Base unit and cover, Corner piece, Flat bend for skirting duct, Moulded hood
EC000853 | EG000004 | Mesh cable tray | 8 |  | Cable duct, Mesh cable tray
EC000854 | EG000004 | Cable ladder | 9 |  | Cable car with ladder bottom, Cable duct, Cable ladder, Cable ladder tube, Cable ladder/wide span cable ladder, Ladder bottom, Ladder conveyor system, Pipe ladder, Ship cable ladder, Vertical cable ladder, Verticle cable ladder, Wide span cable ladder
EC000855 | EG000011 | Air conditioner (enclosure/cabinet) | 8 |  | Air conditioner, Air conditioner (enclosure/cabinet), Air conditioner (switchgear cabinet), Climate installation
EC000856 | EG000004 | Corner add-on piece for cable ladder | 8 |  | Corner add-on piece for cable ladder, Corner connector
EC000857 | EG000004 | Corner plate for cable ladder | 8 |  | Corner plate for cable ladder
EC000858 | EG000004 | Drop-out plate for cable ladder | 8 |  | Drop-out plate for cable ladder
EC000861 | EG000004 | Corner add-on piece for cable tray | 8 |  | Corner add-on piece for cable tray, Corner connector, Corner piece
EC000862 | EG021009 | Inner corner for installation duct | 8 |  | Base unit, Base unit and cover, Corner piece, Inner corner, Inner corner for installation duct, Moulded hood
EC000863 | EG021009 | Outer corner for installation duct | 8 |  | Base unit, Base unit and cover, Corner piece, End piece, End plate, Moulded hood, Outer corner, Outer corner for installation duct
EC000864 | EG021009 | Flat bend for installation duct | 9 |  | Base unit, Base unit and cover, Corner piece, Flat bend for installation duct, Moulded hood
EC000865 | EG021009 | Tee for installation duct | 7 |  | Base unit, Base unit and cover, Moulded hood, Splitter, T-piece, Tee for installation duct
EC000866 | EG021009 | End cap for installation duct | 8 |  | End cap, End cap for installation duct, End piece, End plate, End terminal, Terminal panel
EC000867 | EG021007 | Inner corner for wall duct | 7 |  | Base unit, Base unit and cover, Corner piece, Inner corner, Inner corner for wall duct, Moulded hood
EC000872 | EG021007 | Outer corner for wall duct | 7 |  | Base unit, Base unit and cover, Corner piece, Moulded hood, Outer corner, Outer corner for wall duct, Universal inner-/outer corner for wall duct
EC000873 | EG021007 | End piece for wall duct | 9 |  | End cap, End piece, End piece for wall duct, End plate, End terminal, Terminal panel
EC000874 | EG021007 | Joint clip for wall duct | 8 |  | Coupler, Coupling piece, Cover, Cover plate, Joint clip for wall duct
EC000876 | EG021007 | Flat bend for wall duct | 10 |  | Base unit, Base unit and cover, Corner piece, Flat bend for wall duct, Moulded hood
EC000877 | EG021007 | Cover for flat bend wall duct | 8 |  | Cover, Cover for flat bend wall duct
EC000878 | EG021007 | Cross piece for wall duct | 7 |  | Base unit, Base unit and cover, Cross piece for wall duct, Moulded hood
EC000879 | EG000010 | Cable entry sleeve | 10 |  | All-purpose plug, Cable entry pipe, Cable entry plug, Cable entry sleeve, Cable grommet, Cable passage, Dowel, Feed through spout, Flat cable passage, Gland nut, Grommet, Input tulle, Insert cable gland, Isolation passage, Passage, Passage cable, Passage heating cable, Passage pipe, Passage plug, Passage pyrotenax, Passage spout, Passage tracing cable, Passage tulle, Pipe, Plug, Separable plug, Sleeve, Tube, Tulle, Wall duct, Wall lead-through, Wall penetration
EC000880 | EG020030 | Seal | 7 |  | Plumb seal, Seal
EC000881 | EG015880 | Seal wire | 5 |  | Seal wire
EC000882 | EG000004 | Profile support arm for cable support system | 7 |  | Profile, Profile support arm, Profile support arm for cable support system, Supporting bracket
EC000884 | EG000004 | Connection for support arm for cable support system | 6 |  | Connection for support arm, Connection for support arm for cable support system, Coupler hinging, Supporting bracket
EC000886 | EG000012 | Endplate and partition plate for terminal block | 5 |  | Cover, Cover plate, End plate, Endplate and partition plate for terminal block, Separating partition, Terminal panel
EC000889 | EG020045 | Tapping screw | 8 |  | Combi tapping screw, Drill screw, Drilling screw, Metal screw, Pan head screw, Parker screw, Plate screw, Screw, Self drilling screw, Self drilling tapping screw, Self tapping screw, Self-drilling screw, Sheet metal screw, Spedec screw, Tapping screw, Tek screw, Winged self-tapper, Winged tapping screw, Winged tip screw, Wingtex screw, Wood to metal screw
EC000891 | EG020045 | Thread cutting screw | 9 |  | Cutting screw, Screw, Self drilling tapping screw, Self tap screw, Self tapper, Self tapping screw, Self-tapping screw, Thread cutting screw, Thread forming screw, Thread tapping screw, Thread-cutting screws
EC000893 | EG000005 | Device box for subfloor installation | 6 |  | Device box for floor systems, Device box for subfloor installation, Outlet box for underfloor installation, Service box for subfloor installation, Service box for underfloor installation, Terminal box
EC000894 | EG000005 | Cover for subfloor installation duct flush floor open | 7 |  | Blind cover, Cover, Cover for subfloor installation duct flush floor open, Cover for underfloor installation duct flush floor open
EC000895 | EG000005 | Equipped surface tank | 7 |  | Equipped surface tank, Installation column, Surface tank
EC000896 | EG000004 | Ceiling bracket for cable support system | 8 |  | Ceiling bracket, Ceiling bracket for cable support system, Clamp piece, Pendant bar, Support bracket, Supporting profile, Trapezoid mounting, Trapezoidal fastening
EC000897 | EG000012 | Feed-through terminal block | 10 |  | Bolt connection, Clamp, Clip, Connection clamp, Connection terminal, Contact clip, Feed-through terminal block, Screwed terminal
EC000898 | EG000012 | Indicator terminal block | 7 |  | Clamp, Clip, Connection clamp, Connection terminal, Contact clip, Indicator terminal block, Screwed terminal, Sensor/actuator terminal block
EC000899 | EG000012 | Fuse terminal block | 9 |  | Clamp, Clip, Connection clamp, Connection terminal, Contact clip, Fuse base, Fuse terminal block, Miniature fuse holder, Plug, Screwed terminal, Type of fuse
EC000900 | EG000012 | Sensor/actuator terminal block | 8 |  | Actuator terminal block, Clamp, Clip, Connection clamp, Connection terminal, Contact clip, Distribution terminal block, Screwed terminal, Sensor terminal block, Sensor/actuator terminal block
EC000901 | EG000012 | Ground terminal block | 8 |  | Clamp, Clip, Connection clamp, Connection terminal, Contact clip, Ground terminal block, Screwed terminal
EC000902 | EG000012 | (Knife) disconnect terminal block | 8 |  | (Knife) disconnect terminal block, Clamp, Clip, Connection clamp, Connection terminal, Contact clip, Screwed terminal
EC000903 | EG000012 | Component terminal block | 8 |  | Clamp, Clip, Component terminal block, Connection clamp, Connection terminal, Contact clip, Screwed terminal
EC000904 | EG000012 | Thermal couple terminal block | 7 |  | Clamp, Clip, Connection clamp, Connection terminal, Contact clip, Screwed terminal, Thermal couple terminal block, Thermal element terminal block, Thermal voltage series terminal, Thermocouple series terminal, Thermocouple terminal
EC000905 | EG000020 | Earth leakage circuit breaker | 10 |  | Earth leakage circuit breaker, Earth leakage switch, RCBO
EC000906 | EG000004 | 90° connection for cable ladder to cable ladder | 8 |  | 90° connection for cable ladder to cable ladder
EC000907 | EG000004 | Side profile for vertical cable ladder | 7 |  | Side profile for vertical cable ladder
EC000908 | EG000004 | Bottom end plate for cable tray | 8 |  | Bottom end plate for cable tray, End plate
EC000909 | EG021007 | Acoustic baffle for wall duct | 7 |  | Acoustic baffle for wall duct, Feed-through block, Loose strip
EC000910 | EG000047 | End terminal | 6 |  | End terminal
EC000911 | EG020090 | Voltmeter selector switch | 7 |  | Control switch, Switch, Voltmeter selector switch
EC000912 | EG020090 | Amp meter switch | 7 |  | Amp meter switch, Control switch, Switch
EC000916 | EG020090 | Switch operating shaft | 6 |  | Axle for switch, Operating shaft, Operating shaft extension, Switch operating shaft
EC000926 | EG000032 | Physical sensor for bus system | 10 |  | Acoustic sensor, Bus system, CO2-Sensor, EIB, Humidity sensor, Leakage sensor, Light sensor, Movement sensor, Multi-sensor, Multiple sensor, Nikobus, Physical sensor for bus system, Presence detector, Rain sensor, Receiver, Sensor, Smoke detector, Temperature sensor, Thermostat, Twilight sensor, Weather station, Wind sensor
EC000927 | EG000032 | Brightness sensor for bus system | 9 |  | Brightness sensor, Brightness sensor for bus system, Bus system, EIB, Light sensor, Nikobus, Sensor, Switch element, Twilight sensor, Twilight switch
EC000928 | EG000013 | Infrared receiver | 8 |  | Ceiling mounted receiver, Infrared receiver, Receiver, Top control unit
EC000936 | EG000002 | Bend for installation tubes | 10 |  | Bend for installation tubes
EC000937 | EG000002 | Terminal sleeve for installation tubes | 10 |  | Grommet, Terminal sleeve for installation tubes
EC000938 | EG000010 | Enlargement/reducing ring | 10 |  | Adapter, Enlargement/reducing ring, Expansion, Reducing ring, Reduction piece
EC000939 | EG000002 | Coupler for installation tubes | 10 |  | Coupler for installation tubes, Sleeve
EC000940 | EG000010 | Locknut for cable screw gland | 9 |  | Locknut, Locknut for cable screw gland, Nut
EC000941 | EG000021 | Surge protection device for power supply systems | 10 |  | Overvoltage protection, Protection, Surge protection device for power supply systems
EC000942 | EG000021 | Surge protection device for terminal equipment | 10 |  | Adapter, EMC filter surge protection device, Module, Overvoltage protection, Protection, Surge protection device for terminal equipment
EC000943 | EG000021 | Surge protection device for data networks/MCR-technology | 10 |  | Overvoltage protection, Protection, Surge protection device for data networks/MCR-technology
EC000945 | EG020086 | Drill | 9 |  | 3D drill, Auger bit, Automatdriller, Brad point drill, Breakthrough drill, Centre drill, Ceramic drill, Concrete drill, Cylindrical concrete drill, Double sided drill, Drill, Drill HSS-CO, Drill HSS/E, Drill bit, Drill for RVS, Drill for ceramic, Drill for concrete, Drill for glass, Drill for glass/ceramics/tiles, Drill for metal, Drill for nonferrous metals, Drill for plastic, Drill for stainless steel, Drill for steel, Drill for stone, Drill for tiles, Drill for wood, Drill tool, Drilling bush drill, Formwork drill, Glass drill, Granite drill bit, HSS-Co-drill, HSS-drill, HSS/E-drill, Hammer drill, Hard metal drill, Iron drill, Metal drill, Micro drill, Multi purpose drill, Percussion drill, Pin drill, Rebore drill, Revolving drill, Roof tile drill, Roofer drill, SDS-drill, SDS-max. drill, Speed drill, Spiral countersink, Spiral drill, Stone drill, Super concrete drill, Tile drill, Tile driller, Tiles drill, Twist drill, Twist drill bit, Universal drill, Welding spot cutter, Wood drill, Wood twist drill, Wooden cased drill, Wooden drill tool
EC000981 | EG000027 | Explosion proof emergency and security luminaire | 10 |  | Emergency luminaire, Ex-proof emergency and security luminaire, Explosion proof emergency and security luminaire, Transparent
EC000986 | EG000027 | Electrical unit for light-line system | 10 |  | Electrical unit for light-line system, Fluorescent batten, Line lighting system
EC000987 | EG000027 | Flashlight | 10 |  | Bar-shaped lamp, Electric torch, Flashlight, Head lamp, Headlamp, Headlight, Lamp, Lantern, Pen light, Pocket lamp, Pocket light, Pocket torch, Torch
EC000988 | EG000027 | Explosion proof pocket torch | 9 |  | Bar-shaped lamp, Ex-proof pocket torch, Explosion proof pocket torch, Pen light, Pocket torch
EC000989 | EG000027 | Explosion proof hand luminaire | 10 |  | Ex-proof hand luminaire, Explosion proof hand luminaire, Hand luminaire
EC000993 | EG000001 | Single core single insulated wire | 9 |  | Single core single insulated wire, Single core wire, Solar cable
EC000996 | EG000028 | LED-module | 10 |  | Indicator light complete, LED panel, LED sheet, LED-module, Lamp, Traffic signalling lamp
EC001000 | EG000004 | Separation plate for cable support system | 8 |  | Separating partition, Separation plate for cable support system
EC001001 | EG000004 | Mounting clamp for separation plate for cable support system | 9 |  | Clamp piece, Clip, Mounting clamp for separation plate cable support system, Mounting clamp for separation plate for cable support system, Partition fixing
EC001002 | EG000004 | Cover clamp for cable support system | 8 |  | Band closure, Clamp, Clamp for cover cable support system, Clip, Cover clamp, Cover clamp for cable support system, Double locking levers, Fixing clamp, Quick locking
EC001003 | EG000004 | Wall- and ceiling bracket for cable support system | 8 |  | Face out bracket (C-bracket), Face out bracket overhead, Suspension bracket, Wall- and ceiling bracket for cable support system, Wall-/ceiling clamp trapezoid profile
EC001004 | EG000004 | Mounting plate for cable support system | 8 |  | Adapter plate, Mounting plate, Mounting plate for cable support system
EC001005 | EG000004 | Mounting material for cable support system | 8 |  | Clamp, Clamp piece, Clamp spring, Clip, Mounting bracket, Mounting corner, Mounting material, Mounting material for cable support system, Retaining bracket, Tray mounting
EC001006 | EG000004 | Add-on tee for cable tray | 8 |  | Add-on tee for cable tray
EC001007 | EG000004 | Reducing piece for cable tray | 8 |  | Cable tray reducer, Reducing piece for cable tray, Reduction piece
EC001009 | EG021007 | Separation plate for wall duct | 8 |  | Separating partition, Separation plate for wall duct
EC001010 | EG000004 | Add-on tee for cable ladder | 8 |  | Add-on tee for cable ladder
EC001011 | EG000004 | Reducing piece for cable ladder | 8 |  | Reducing piece for cable ladder, Reduction piece
EC001012 | EG021007 | Cover for corner for wall duct | 7 |  | Cover, Cover for corner for wall duct, Cover for inner corner wall duct, Cover for inside corner wall duct, Cover for outer corner wall duct, Cover for outside corner wall duct
EC001013 | EG000005 | Separation plate for subfloor installation duct flush floor | 5 |  | L-profile, Separating partition, Separation plate for installation duct flush floor, Separation plate for subfloor installation duct flush floor, U-profile
EC001014 | EG000005 | End piece for subfloor installation duct | 6 |  | End piece, End piece for subfloor installation duct, End piece for underfloor installation duct, End plate, End terminal, Inlet plate
EC001015 | EG021009 | Separation plate for installation duct | 7 |  | Separating partition, Separation plate for installation duct
EC001016 | EG021009 | Coupler for installation duct | 7 |  | Connector, Coupler, Coupler for installation duct, Coupling piece, Duct connector
EC001017 | EG021009 | Cross piece for installation duct | 7 |  | Base unit, Base unit and cover, Cross piece for installation duct, Moulded hood
EC001018 | EG021009 | Wire clamp for slotted cable trunking system | 8 |  | Wire clamp for slotted cable trunking system
EC001019 | EG000028 | Single LED | 9 |  | Diode, LED, Lamp, Led package, Led-package, Light Emitting Diode, Single LED
EC001020 | EG021002 | Adaptor for command devices | 7 |  | Adapter, Adapter for command devices, Adapter for control circuit devices, Adaptor for command devices, Bottom adapter, Lamp holder block for control circuit devices, Mounting base
EC001021 | EG020090 | Residual current release for power circuit breaker | 5 |  | Over current protection, Residual current release for power circuit breaker, Thermal protection
EC001022 | EG020090 | Under voltage coil | 5 |  | Coil, Under voltage coil
EC001023 | EG020090 | Shunt release (for power circuit breaker) | 7 |  | Built as switch-off coil, Coil, Over current protection, Remote release, Shunt release (for power circuit breaker), Thermal protection, Trip unit
EC001024 | EG020090 | DIN-rail adaptor | 8 |  | Adapter, Adapter plate, Brace, Carrying handle, DIN-rail adapter, DIN-rail adaptor, Device carrier, Separate positioning
EC001025 | EG020090 | Trip indicator | 6 |  | Auxiliary switch, Contact, Reset contact, Trip indicator
EC001026 | EG000035 | Acoustic indicator | 7 |  | Acoustic indicator, Buzzer
EC001027 | EG021002 | Potentiometer for command devices | 8 |  | Potentiometer, Potentiometer for command devices, Potentiometer for control circuit devices
EC001028 | EG021002 | Push button, complete | 8 |  | Agreement switch, Button, Complete device, Front element for push button, Push button, Push button, complete, Switch
EC001029 | EG021002 | Selector switch, complete | 9 |  | Front element for selector switch, Key switch, Level switch, Rotary toggle, Selector switch, complete
EC001030 | EG020090 | Motor operator for power circuit-breaker | 6 |  | Magnetic drive, Motor drive, Motor operator for power circuit-breaker, Remote drive
EC001031 | EG000011 | Electronic enclosure | 8 |  | 19 inch housing, Box, Electronic enclosure, Housing, Rack
EC001032 | EG021002 | Text plate holder for command devices | 7 |  | Adhesive label, Coding plate, Text plate holder for command devices, Text plate holder for control circuit devices, Text strip
EC001034 | EG000032 | Phase coupler for bus system | 9 |  | Bus system, Phase coupler for bus system
EC001035 | EG000013 | Movement sensor basic element | 9 |  | Auxiliary post, Impulse insert, Movement sensor, Movement sensor basic element, Movement sensor insert, Sensor, System-insert
EC001036 | EG000013 | Three-stage switch | 8 |  | Rotary toggle, Switch, Three-stage switch
EC001037 | EG020048 | Motor starter/motor starter combination | 10 |  | Contactor automatic, Direct online starter (DOL), Direct starter, Motor protection switch, Motor protective circuit-breaker, Motor starter, Motor starter combination, Motor starter/motor starter combination, Repair switch, Reversing starter, Star-delta starter, Starter
EC001038 | EG021002 | Front element for mushroom push-button | 8 |  | Agreement switch, Front element for mushroom push-button, Mushroom
EC001040 | EG020090 | Fuse switch disconnector | 8 |  | Fuse switch disconnector, Main switch, Protection switch disconnector housing, Switch, Switch disconnector
EC001041 | EG000012 | End bracket for terminal block | 6 |  | End bracket for terminal block
EC001042 | EG000035 | Signal tower complete | 8 |  | Acoustic indicator, Blinker light, Flash light, Flashlight, Horn, Signal tower complete, Strobe luminaire
EC001043 | EG020090 | Coil for contactor | 5 |  | Built as switch-off coil, Coil, Coil for contactor, Switch spool for power circuit breaker
EC001044 | EG020090 | Mechanic interlock for switch | 6 |  | Mechanic interlock for switch, Mechanical interlock circuit breaker, Mechanical interlock contactor, Mechanical interlock motor protection switch, Mechanical interlock switch, Mechanical lock disconnector, Mechanical locking mechanism, Reversing safety, Starter combination
EC001045 | EG020048 | Documentation | 7 |  | Catalogue, Circuit diagram, Connecting diagram, Databank, Documentation, Flyer, Getting started, Handbook, Installation and operating instructions, Installation instructions, Instruction manual, Manual, Operating instructions, Operation manual, Option list, Price list, Repair manual, Service manual, Software, Spare parts list, Supporting document
EC001046 | EG020090 | In-line fuse switch disconnector base | 7 |  | Fuse base, Fuse switch disconnector, In-line fuse base, In-line fuse switch disconnector base, Protection switch separator, Protection switch seperator
EC001047 | EG000020 | Selective main line circuit breaker | 6 |  | Main switch, Miniature circuit breaker (MCB), Selective main line circuit breaker
EC001048 | EG000047 | Reducing sleeve for copper DIN cable lugs and connectors | 5 |  | Connector, Percussion connector, Reducing sleeve for copper DIN cable lugs and connectors, Sleeve
EC001049 | EG000047 | Assortment box with heat-shrink tubing segments | 4 |  | Assortment box with heat-shrink tubing segments
EC001050 | EG000047 | Crimp cable lug for copper conductors | 8 |  | Cable lug, Crimp cable lug for copper conductors, Crimp cable lug for copper conductors according to DIN 46235
EC001051 | EG000047 | Tubular cable lug for copper conductors | 9 |  | Cable lug, Tube cable lug for copper conductors, Tubular cable lug for copper conductors
EC001052 | EG000047 | Solderless terminals for copper conductors | 9 |  | Cable lug, Flat-pin shape terminal, Flat-pin terminal, Fork shape terminal, Fork terminal, Hook shape terminal, Hook terminal, Pin shape terminal, Pin terminal, Ring shape terminal, Ring terminal, Solderless copper terminals for copper conductors, Solderless terminals for copper conductors
EC001053 | EG000047 | Crimp cable lug for aluminium conductors | 8 |  | Bi-Metal Aerial Bundled Cable (ABC) style lug, Bimetal ABC lug, Cable lug, Crimp cable lug for aluminium conductors, Pre-insulated cable lug
EC001054 | EG000047 | Screw cable lug | 9 |  | Cable lug, Screw cable lug, Screw cable lug for copper conductors
EC001056 | EG000028 | Mixed light lamp | 10 |  | Lamp, Mixed light lamp
EC001057 | EG000028 | Studio-, projection- and photo lamp | 9 |  | Lamp, Studio-, projection- and photo lamp
EC001058 | EG000027 | Tunnel luminaire | 9 |  | Tunnel luminaire
EC001059 | EG000047 | Crimp splices for copper conductor | 7 |  | Clamp, Clip, Connector, Crimp splices for copper conductor, Cross connector, End connector, Insulated varnish wire connector, Parallel connector, Percussion connector, T-connector
EC001060 | EG000047 | Crimp splices for aluminium conductor | 7 |  | Clamp, Clip, Connector, Crimp splices for aluminium conductor, Percussion connector
EC001062 | EG000047 | Branch terminal | 8 |  | Branch clamp, Branch connector, Branch terminal, Copper branch terminal, Cross connector, Parallel connector, T-connector
EC001063 | EG000047 | Connector to screw | 9 |  | Clamp, Clip, Connector, Connector for cable distribution cabinets, Connector to screw, Percussion connector, Screw connector, Screw sleeve to solder
EC001064 | EG000047 | Cable branch screw clamp ring | 6 |  | Cable branch screw clamp ring
EC001068 | EG000041 | Digital memory medium | 7 |  | Audio CD-recordable, Audio-CD-RW, Blu-ray, CD-R, DAT cassette, DVD+R, DVD+RW, DVD-R, DVD-RAM, DVD-RW, Digital memory medium, Digital videocassette, Digital videocassette (DV), Flash card, MD-recordable, Memory stick, Mini Disc, Multimedia card, PC-CD-recordable, PC-CD-rewritable, SD card, Solid-state drive, Storage medium, USB stick, USB storage stick, USB-Stick, ZIP disc
EC001070 | EG000041 | Digital photo camera | 6 |  | Compact camera, Digital photo camera, Photo camera, Reflex camera, System camera
EC001071 | EG000041 | Portable DVD player/recorder | 7 |  | Portable DVD player/recorder
EC001072 | EG021002 | Hood/lens for circuit control devices | 8 |  | Button, Element front push-button, Front element signal lamp, Hood, Hood/lens for circuit control devices, Lens, Lens button/signal lamp, Push button/indicator light
EC001079 | EG020090 | Capacitor contactor | 7 |  | Capacitor contactor, Capacitor magnet contactor, Reactive power
EC001080 | EG020090 | Electronic overload relay | 8 |  | Electronic overload relay, Overload protector, Relay, Thermal overload relay
EC001081 | EG000033 | Room antenna | 6 |  | Antenna, Radio antenna, Room antenna, Television antenna, Terrestrial antenna
EC001082 | EG000033 | Antenna mounting material | 5 |  | Antenna mounting material, Feed adapter, Feed adaptor, Feed holder, Mast base, Mast clamp, Mast covering cap, Mast mounting set, Mast spacing support, Rafter holder, Roof feed-through, Roof truss holder, Sealing for roof feed-through, Sealing plug
EC001083 | EG000033 | Antenna measuring instrument | 5 |  | Antenna measuring instrument, Level tester, Test device, Test receiver
EC001085 | EG020085 | Operating tool for hole punch | 6 |  | Hole punch, Operating tool for hole punch, Operating tool for sheet metal punch, Pliers for hole punch, Ratchet
EC001086 | EG000061 | Shelf for soldering iron | 5 |  | Shelf for soldering iron
EC001087 | EG000061 | Soldering iron (battery) | 6 |  | Electric soldering iron, Soldering gun, Soldering iron (battery)
EC001088 | EG000061 | Soldering station | 7 |  | Analog soldering station, Digital soldering station, Electronically controlled soldering station, Electronically soldering station, Fad soldering station, Industrial soldering station, Regulated soldering station, Soldering station
EC001089 | EG000036 | Power supply door communication | 8 |  | Converter, Door station, Energy supply, Interface converter, Mains transformer, Power supply door communication, Power supply for door and video intercom system, Power supply for door communication
EC001092 | EG020087 | Swing gate operator | 8 |  | Swing gate operator
EC001093 | EG020087 | Sliding gate operator | 7 |  | Sliding gate operator
EC001094 | EG000032 | Dimming actuator for bus system | 10 |  | Adapter plug, Bus system, Control module, Dimmer, Dimming actuator, Dimming actuator for bus system, EIB, Illumination, Module, Nikobus, Output module, Plug adapter
EC001095 | EG000032 | Light control unit for bus system | 10 |  | Bus system, Dimmer, Dimming actuator, EIB, Light control unit for bus system, Module, Nikobus, Output module, Switch module
EC001096 | EG000032 | Analogue actuator for bus system | 9 |  | Analogue actuator for bus system, Analogue module, Base module, Bus system, EIB, Expansion, Module, Nikobus, Output module
EC001097 | EG000032 | Switch actuator for bus system | 10 |  | Adapter plug, Bus system, EIB, Output module, Switch actuator for bus system
EC001099 | EG000032 | System interface/media gateway for bus system | 10 |  | Bluetooth interface, Ethernet interface, Fibre optic interface, Gateway, IR-interface, Interface, Interface EIB Powernet, Interface EIB/LON, Interface KNX, Interface KNX Powernet, Interface KNX/LON, LAN-systems interface, Light system interface/DALI, Mbus level-converter, Media coupler, Multiple interface, Radio interface manufacturer specific, System interface/media gateway for bus system, Telecommunications interface
EC001100 | EG000032 | Sensor control for bus system | 9 |  | EIB, Sensor control for bus system, Signalling group terminal
EC001101 | EG000032 | Room temperature controller for bus system | 10 |  | EIB, Nikobus, Room temperature controller, Room temperature controller for bus system, Sensor, Temperature controller, Thermostat
EC001102 | EG000032 | Energy management for bus system | 10 |  | Bus system, Direct/transformer, EIB, Energy management for bus system, Energy meter, Max. monitor, Maximum demand monitor for distribution board, Maximum monitor
EC001103 | EG020093 | Measurement device for bus system | 9 |  | Bus system, Current module, EIB, Fault current measurement, Measurement device for bus system
EC001104 | EG000036 | External camera door communication | 9 |  | Camera for door and video intercom system, External camera door communication, External camera for door communication
EC001105 | EG020090 | Off-load switch | 7 |  | 2-speed switch, Automatic reversing switch, Contactor, Control switch, Dahlander switch, Dual speed switch, Group limit switch, Left-right contactor, Level switch, Load switch, Modular switch, Motor starter, Off-load switch, On/Off switch, Packet switch, Pole switch, Position switch, Reverser, Reversing Dahlander switch, Reversing contactor, Reversing pole-switch, Reversing starter, Reversing switch, Reversing switch (automatic), Reversing switch (manual), Selector switch, complete, Star-delta motor starter, Star-delta switch, Star-delta switch (manual), Step switch, Switch, Tap changer, Tapped switch, Toggle switch, Turnaround star-delta switch, Two speed switch
EC001112 | EG020089 | Solar compact installation | 8 |  | Installation kit, Solar compact installation, Solar station
EC001115 | EG020070 | Cover for storage heater | 7 |  | Cover for storage heater, Cover plate
EC001118 | EG020049 | Electric heating element for hot water tank | 8 |  | Electric heating element for hot water tank, Electric heating element for radiator, Electric heating element for towel drying radiator, Electric heating element for tube radiator, Electric heating element for water, Heat exchanger for heating, Heating flange, Immersion heater, Immersion heating element, Mounting set electro storage heater, Screw-in immersion heater, Screwable heating element
EC001121 | EG000037 | Modular connector | 8 |  | All-purpose plug, Blind cover, Blind module, Blind plate, Bus, Bus (jack), Connecting element, Connector, Dowel, Insert, Installation bus, Jacket, Modular Jack, Modular connector, Module, Plug, RJ, RJ45-bus
EC001122 | EG000037 | Fibre optic connector | 10 |  | All-purpose plug, Bus, Bus (jack), Connector, Dowel, Fibre optic connector, Glass fibre connector, Installation bus, Jacket, Plug
EC001123 | EG000037 | Splice protection | 5 |  | Crimp splice protection, Fusion splice, Mechanical splice, Splice protection, Thermo-splice protection
EC001124 | EG021011 | Fibre optic splicer | 6 |  | Fibre optic splicer, Fusion splice, Mechanical splice
EC001125 | EG021011 | Fibre optic shears | 6 |  | Fiber optic scissors, Fibre optic shears, Kevlar scissors, Kevlar shears, Scissors, Shears
EC001126 | EG021011 | Fibre optic cleaver | 6 |  | Fibre optic cleaver, Scribe
EC001128 | EG000037 | Patch panel copper (twisted pair) | 7 |  | Patch panel copper (twisted pair), Wall-mounted distributor
EC001129 | EG000037 | Insert module for fibre optic patch panel | 6 |  | Adapter, Adapter plate, Blind plate, Coupler, Fibre optic coupler, Insert, Insert module for fibre optic patch panel
EC001130 | EG000037 | Patch panel fibre optic | 8 |  | Distributor enclosure, Front plate, Housing, Patch panel fibre optic, Wall-mounted distributor
EC001131 | EG000037 | Coax connector | 7 |  | Angular bus, BNC connector, BNC plug, Bus, Bus (jack), Coax connector, Coaxial connector, Connector, Data connector, F connector, F-plug, Installation bus, N-Connector, Plug, TNC connector, Twinax connector, UHF connector
EC001132 | EG000037 | D-Sub connector | 6 |  | Bus, Bus (jack), Connector, D-Sub connector, Installation bus, Plug, Sub-D connector
EC001133 | EG000037 | D-Sub hood | 5 |  | Cover, D-Sub hood, Housing, Plug case, Sub-D hood
EC001134 | EG000037 | Modular coupler | 6 |  | Adapter, Angular bus, Bus, Bus/bus, Communications technique adapter, Connector, Coupler, Coupling piece, Elbow plug, Installation bus, Modular Jack, Modular connector, Modular coupler, Plug-in connection, Plug/bus, Plug/plug, T-piece
EC001135 | EG000037 | Coax coupler | 5 |  | Adapter, Angular bus, Coax coupler, Communications technique adapter, Connector, Coupler, Coupling piece, Elbow plug, Mini-UHF, Twinax
EC001136 | EG000037 | D-Sub coupler | 4 |  | Adapter, Connector, Coupler, D-Sub coupler, Sub-D coupler
EC001139 | EG000001 | Power cable for overhead lines | 8 |  | Cable, Insulated power cable for overhead lines, Power cable for overhead lines
EC001141 | EG020066 | Ventilator for in-house bathrooms and kitchens | 8 |  | Ventilator for in-house bathrooms and kitchens
EC001142 | EG020066 | Window ventilator | 7 |  | Window ventilator
EC001143 | EG000038 | Equipment ventilator | 7 |  | Air cooling, Equipment ventilator
EC001144 | EG020066 | Small-room ventilator | 8 |  | Small-room ventilator
EC001146 | EG020066 | Ventilator enclosure for in-house bathrooms and kitchens | 6 |  | Ventilator enclosure for in-house bathrooms and kitchens
EC001147 | EG020066 | Ventilator for mounting in the roof | 7 |  | Roof mounted ventilator, Ventilator for mounting in the roof
EC001148 | EG020066 | Duct mounted ventilator | 7 |  | Duct mounted ventilator
EC001151 | EG020066 | Industrial wall ventilator | 8 |  | Industrial wall ventilator
EC001152 | EG000035 | Connection module for signal tower | 7 |  | Connection module for signal tower
EC001153 | EG000035 | Wall bracket for signal tower | 6 |  | Wall bracket for signal tower
EC001154 | EG000035 | Stand for signal tower without tube | 6 |  | Foot, Mounting base, Socket, Stand for signal tower without tube
EC001155 | EG000035 | Tube for signal tower | 5 |  | Tube for signal tower
EC001156 | EG000061 | Desoldering station | 7 |  | Desoldering station
EC001157 | EG000061 | Spare heating element for soldering irons and - baths | 5 |  | Heater for soldering bath, Heater for soldering iron, Heating element, Heating head, Heating insert, Spare heater, Spare heating element for soldering irons and - baths, Tube heating element
EC001158 | EG000061 | Soldering flux | 7 |  | Brazing paste, Brazing powder, Fitting paste, Flux cream, Hard razing paste, Hard solder paste, Soft solder flux, Soft solder paste, Soft soldering flux, Solder, Solder fluid, Solder flux, Solder paste, Soldering fat, Soldering flux
EC001159 | EG000061 | Flux remover | 6 |  | Flux remover
EC001166 | EG000015 | Busbar support | 4 |  | Base, Busbar support, Cover, Cover plate, Covering cap
EC001167 | EG000015 | Hinge for distribution systems | 5 |  | Hinge, Hinge for distribution systems
EC001168 | EG000047 | Cable resin | 8 |  | Black mass, Cable fat, Cable mass, Cable resin, Cast resin, Compound, Crumb resin, Filling mass, Flexible resin, Foam, Oil, Plastic compound, Plastic mass, Removable resin, Resin, Sealing resin
EC001169 | EG000047 | Straight-through joint | 9 |  | Cable connection sleeve, Cast resin, Press-/crimp connector, Screw connector, Screw connector with shear-off head, Sleeve, Socket sleeve, Straight-through joint, Straight-through/cast-resin joint
EC001170 | EG000047 | Branch-splice joint (set) | 8 |  | Branch-splice joint (set), Cable sleeve, Cable socket sleeve, Double branch, Junction sleeve, Parallel branch, Press-/crimp connector, Screw connector, Screw connector with shear-off head, Sleeve, Socket sleeve, Straight-through/transition joint (set), T-branch, Through branch, Y-branch
EC001172 | EG000003 | Coupler for corrugated plastic hoses | 7 |  | Corner piece, Coupler for corrugated plastic hoses, T-piece, Y-piece
EC001173 | EG000002 | Metal installation tube | 10 |  | Installation tube, Metal installation tube, Pipe, Tube
EC001174 | EG000002 | Plastic installation tube | 10 |  | Installation tube, Pipe, Plastic installation tube, Plastic pipe, Plastic tube, Tube
EC001175 | EG000003 | Corrugated plastic hose | 10 |  | Corrugated non-metallic conduit, Corrugated plastic hose, Flexible pipe, Protective hose, Ringed flexible protection tube
EC001176 | EG000003 | Screw connection for corrugated plastic hose | 9 |  | Gland nut, Screw connection for corrugated plastic hose
EC001177 | EG000003 | Protective plastic hose | 9 |  | Plastic flexible protection tube, Protective hose, Protective plastic hose
EC001178 | EG000003 | Screw connection for protective plastic hose | 7 |  | Gland nut, Holder for protective hose, Screw connection for protective plastic hose
EC001179 | EG000003 | Protective metal hose | 9 |  | Flexible metal plastic protection tube, Protective hose, Protective metal hose
EC001180 | EG000003 | Screw connection for protective metal hose | 10 |  | Gland for protective metal hose, Gland nut, Screw connection for protective metal hose
EC001181 | EG020017 | Sealing ring, flat | 9 |  | Aluminium ring, Copper ring, Fiber ring, Fibre ring, Flat sealing, Gasket, NBR ring, PTFE ring, Seal ring, Sealing, Sealing ring, Sealing ring, flat, Sealing washer, Stainless steel ring, Steel ring
EC001182 | EG000003 | Braided hose | 9 |  | Braided hose, Protective hose
EC001184 | EG020053 | Battery charger for electric tools | 8 |  | Accu charger, Battery charger, Battery charger for electric tools, Charger, Charger unit, Fast battery charger
EC001185 | EG021001 | Hydraulic drive unit | 7 |  | Electro-hydraulic pump, Hydraulic drive unit, Hydraulic foot pump, Petrol engine, Pneumatic pressure transducer
EC001186 | EG020085 | Multi purpose equipment (pressing/cutting/piercing) | 6 |  | Multi purpose equipment (pressing/cutting/piercing)
EC001187 | EG020053 | Power adaptor for battery tools | 7 |  | Adapter for charger, Dadapter, Power adapter for battery tools, Power adaptor for battery tools, Poweradapter
EC001188 | EG020085 | Safety shearing equipment | 5 |  | Safety shearing equipment
EC001189 | EG020093 | Phase sequence indicator | 5 |  | Phase sequence indicator
EC001190 | EG020094 | Measuring instrument for environmental parameters | 7 |  | Measuring instrument for environmental parameters, Test device
EC001191 | EG021000 | Portable RPM meter | 7 |  | Hand RPM meter, Portable RPM meter
EC001192 | EG020093 | Tester for safety of machinery and electrical equipment | 7 |  | DIN VDE 0113 tester, Electrical equipment tester, Machinery safety tester, Test device, Tester for safety of electrical equipment, Tester for safety of machinery and electrical equipment
EC001193 | EG020093 | Leakage current measuring instrument | 7 |  | Leakage current measuring instrument
EC001194 | EG020093 | Power quality analyser | 7 |  | Net monitoring, Power quality analyser, Power quality analyzer
EC001195 | EG015880 | Accessories/spare parts for test and measurement instruments (electrical) | 9 |  | Accessories for measurement instruments (electrical), Accessories for measuring and testing instrument electro, Accessories for measuring instrument, Accessories for measuring instrument electro, Accessories for test and measurement instruments (electrical), Accessories for test instruments (electrical), Accessories/spare parts for test and measurement instruments (electrical), Accu, Alligator clip, Banana bus, Battery (rechargeable), Carrier bag, Case, Clamp mounting, Cleaning material, Connecting cord, Connection cable, Connector, Consumables, Crocodile clip, Documentation, Earthing, Extension rod, Filter, Grounding, Imprintable label, Interface module, Lighting, Lighting clip, Mains power supply, Measuring cable, Measuring conductor, Measuring conductor connection, Measuring probe, Memory card, Mounting material, Protection cap, Protective bag, Screen protector foil, Set, Software, Spare fuse, Spare part for test and measurement instruments (electrical), Spare parts for test and measurement instruments (electrical), Suspension, Test cable, Test prod, Testing cable, Tripod
EC001196 | EG020093 | Medical electrical equipment tester | 7 |  | DIN VDE 0751 tester, EN 62353 tester, Medical electrical equipment tester, Test device
EC001197 | EG020041 | Belt sander (electric) | 8 |  | Belt grinder (electric), Belt sander, Belt sander (electric), Table belt grinding machine
EC001198 | EG020097 | Cable ring dispenser | 7 |  | Cable ring dispenser, Cable ring unwinder
EC001199 | EG020053 | Battery for electric tools | 8 |  | Accu, Accu pack, Accu pack for electric tools, Battery, Battery for electric tools, Battery pack, Li-Lon accu pack, Li-Lon battery pack, NiCd accu pack, NiCd battery pack, NiMh accu pack, NiMh battery pack, Rechargeable battery, Rechargeable battery pack, Spare battery
EC001200 | EG021001 | Force and pressure test equipment for pressing tools | 5 |  | Force and pressure test equipment, Force and pressure test equipment for pressing tools, Force transducer, Measuring adapter, Measuring adaptor, Universal measuring device
EC001201 | EG020053 | Control equipment for hydraulic aggregates | 5 |  | Control equipment for hydraulic aggregates, Foot switch, Two-hand safety control
EC001202 | EG020071 | Hydraulic connecting part | 6 |  | Coupling plug, Coupling sleeve, Double nipple, Hydraulic connecting part, Hydraulic hose
EC001203 | EG020016 | Transport trolley | 8 |  | Aluminium barrow, Barrel cart, Barrel trolley, Barrow, Bicycle trailer, Bottle barrow, Box barrow, Box dolly, Box trailer, Carrier for transport bin, Container tilter, Container tipping device, Device barrow, Double platform cart, Drawbar vehicle, Drink barrow, Drum trolley, Electric scissor pallet truck, Electric scissorlift, Fork lift truck, Fork vehicle, Full trailer, Gardening cart, Gas bottle barrow, Grate delivery van, Hand barrow, Hand platform truck, Handcart, Handheld roller, High-lift truck, Industrial truck, Industry trailer, Level roll, Level transport vehicle, Lifting cart, Machine mover dolly, Machinery dolly, Picking cart, Plastic container, Plate trailer, Push cart, Push-hand trolley, Roll board, Scissor-lift truck, Sheet metal box wagon, Sliding shoe barrow, Stage lorry, Station wagon, Steel bottle cart, Storage and factory equipment, Table trolley, Three-wall vehicle, Transport cart, Transport lorry, Transport trolley, Trolley, Wheel board, Wire box vehicle, Wood case vehicle
EC001204 | EG000039 | Washer-dryer | 9 |  | Washer-dryer
EC001206 | EG000039 | Control panel for recessed mounted hob | 6 |  | Control panel for recessed mounted hob
EC001207 | EG000040 | Ice cube maker | 8 |  | Ice cube maker, Ice maker
EC001208 | EG000040 | Cappuccino creamer | 7 |  | Cappuccino creamer, Milk foaming
EC001210 | EG000040 | Water filter | 6 |  | Water filter
EC001211 | EG000040 | Drinks maker | 8 |  | Beverage dispenser, Drinks maker
EC001212 | EG000040 | Hand dryer | 8 |  | Air blower, Blower, Dryer, Hand dryer, Hot air blower
EC001216 | EG020049 | KNX module building technology | 7 |  | Connecting cable, KNX module building services, KNX module building technology, KNX module heating appliances, KNX module housing technology
EC001220 | EG020049 | Connection/tube mounting kit for hot water appliances | 6 |  | Connection kit, Connection/tube mounting kit, Connection/tube mounting kit for hot water appliances, Mounting kit electro reheating, Mounting kit hot water preparation, Tubing kit
EC001231 | EG020092 | Mounting aid building technology | 8 |  | Assembly aid, Drilling template, Mounting aid building technology, Mounting aid heating appliances, Mounting aid housing technology, Repair aid
EC001236 | EG020089 | Solar mounting frame | 8 |  | Mounting frame, Solar collector frame, Solar mounting frame, Solar stand-off mounting/- extension
EC001238 | EG020089 | Solar frame attachment | 7 |  | Solar frame attachment, Solar frame connector
EC001239 | EG020089 | Connection tube for solar collector system | 8 |  | Connecting pipe, Connection tube for solar collector system, Connection tube for solar system
EC001240 | EG020089 | Solar compensator/- corrugated hose | 8 |  | Solar compensator/- corrugated hose
EC001243 | EG020070 | Heat-transfer fluid | 8 |  | Heat-transfer fluid
EC001249 | EG020070 | Cover/casing for outdoor units | 7 |  | Acoustic enclosure airconditioning, Acoustic enclosure heat pump, Cover/casing for HVAC outdoor units, Cover/casing for outdoor units, Cover/housing for HVAC outdoor units, Fundament sound-absorption, Sound-absorbing cap/- housing for heat pump, Sound-muffling cover, Soundproofing enclosure heat pump/airconditioning, Wall-sound insulation
EC001250 | EG020049 | Groundwater mounting set for heat pump | 9 |  | Brine distributor, Brine mounting kit, Groundwater mounting set for heat pump
EC001251 | EG020049 | Groundwater distributor for heat pump | 7 |  | Brine distributor, Groundwater distributor for heat pump
EC001257 | EG000012 | Neutral disconnect terminal block | 8 |  | Bolt connection, Clamp, Clip, Connection clamp, Connection terminal, Contact clip, Feed-through terminal block, Neutral disconnect terminal block, Screwed terminal
EC001258 | EG021002 | Foot switch | 8 |  | Agreement switch, Button, Foot switch, Foot-operated switch, Mushroom, Off switch, Push button, Push button, complete, Switch
EC001259 | EG000035 | Stand for signal tower with tube | 6 |  | Foot, Mounting base, Socket, Stand for signal tower with tube
EC001260 | EG020090 | Two-hand control device | 5 |  | Control panel, Two-hand control device
EC001261 | EG000035 | Acoustic module for signal tower | 7 |  | Acoustic indicator, Acoustic module for signal tower, Buzzer, Horn, Sound generator
EC001262 | EG000037 | Patch cord copper (twisted pair) | 10 |  | Cable, Connecting cable, Connecting cord, Connecting pipe, Connection cable, Data cable, Extension circuit, F/FTP, F/UTP, Made-up data cable, Media coupler, PC cable, Patch Cord, Patch cable, Patch cord copper (twisted pair), S/FTP, S/UTP, SF/FTP, SF/UTP, U/FTP, U/UTP
EC001263 | EG000037 | Fibre optic patch cord | 10 |  | Cable, Connecting cable, Connecting cord, Connecting pipe, Connection cable, Extension circuit, Fibre optic patch cord, Patch Cord, Patch cable, Pigtail
EC001264 | EG000037 | Data communication connection box copper (twisted pair) | 10 |  | Appliance connection box, Communication connection box, Data communication connection box copper (twisted pair), Socket outlet, Wall socket
EC001265 | EG000061 | Soldering iron set (battery) | 6 |  | Electric soldering iron, Soldering gun, Soldering iron (battery), Soldering iron set (battery)
EC001266 | EG000061 | Desoldering iron | 4 |  | Desoldering device, Desoldering iron, Electric desoldering iron
EC001267 | EG000061 | Desoldering lace | 5 |  | Copper strand, Desoldering lace
EC001268 | EG000061 | Desoldering tweezers | 5 |  | Desoldering device, Desoldering pliers, Desoldering tool, Desoldering tweezers, SMD-desoldering tweezers, Tweezers
EC001269 | EG000061 | Desoldering pump | 7 |  | De-solder tool, De-soldering pump, Desolder tool, Desoldering device, Desoldering pump, Suction pump, Tin sucker
EC001270 | EG000061 | Desoldering tip | 5 |  | Continuous soldering tip, Desoldering device, Desoldering tip, Permanent soldering tip, Soldering tip
EC001271 | EG000061 | Gas soldering iron | 5 |  | Gas soldering iron
EC001272 | EG000061 | Gas soldering set | 6 |  | Gas soldering set, Hard soldering attachment
EC001273 | EG000061 | Soldering bath | 5 |  | Soldering bath
EC001274 | EG000061 | Industrial air exctraction device | 6 |  | Aspiration mobile, Electric tool, Industrial air exctraction device, Industrial suction device, Industrial vacuum, Industrial vacuum cleaner, Soldering steam absorption, Suction device
EC001276 | EG000061 | Soldering set | 4 |  | Soldering gun, Soldering set
EC001277 | EG000061 | Soldering tip holder | 5 |  | Soldering tip holder
EC001278 | EG000061 | Cleaning sponge for soldering tip | 5 |  | Cleaning sponge for soldering tip, Soldering stone
EC001279 | EG000061 | Temperature controller for soldering bath | 6 |  | Controller, Temperature controller, Temperature controller for soldering bath
EC001280 | EG000061 | Vacuum pipette for SMD-elements | 4 |  | Vacuum pipette for SMD-elements
EC001281 | EG000061 | Spare tip for desoldering pump | 5 |  | Desoldering station, Desoldering tip, Soldering station, Spare tip for desoldering pump
EC001282 | EG020097 | Insert for crimp tool cable lugs, cable end sleeves, screen connection | 7 |  | Crimp grip pliers insert, Crimp pliers insert, Cutting insert, Insert for cable end sleeves, Insert for crimp tool, Insert for crimp tool cable lugs, cable end sleeves, screen connection, Insert for insulated terminals, Insert for lamellar contacts, Insert for modular plugs, Insert for screen connection, Insret for crimp tool cable lug, Matrix, Module insert, Press insert
EC001283 | EG000012 | Panel feed-through terminal block | 6 |  | Clamp, Clip, Panel feed-through terminal block
EC001284 | EG000012 | Single- and multi-pole terminal strip | 7 |  | Clamp, Clip, Connection clamp, Connection terminal, Double conductor terminal, Luster terminal, Plug clamp, Service clamp, Single conductor terminal, Single- and multi-pole terminal strip, Socket clamp, Terminal for luminaire
EC001285 | EG000015 | Mounting rail for electrical/industrial control equipment | 7 |  | DIN rail, DIN rail (top hat rail), DIN rail (top hat rail) 15 mm, DIN rail (top hat rail) 35/15 mm, DIN rail (top hat rail) 35/7.5 mm, DIN rail (top hat rail) mounting rail 75 mm, DIN-rail, Fastening profile, Fixing rail, G-rail, Mounting profile, Mounting rail, Mounting rail for electrical control equipment, Mounting rail for electrical/industrial control equipment, Mounting rail for industrial control equipment, Omega, Omega rail, Omega section, Profile, Profile rail, Quick fixing rail, Rail, Rail profile, Special profile, System profile, Trunking
EC001286 | EG000062 | Auxiliary device for distribution board devices | 10 |  | Arc-fault detection Unit (AFD), Auxiliary contact unit for distribution board, Auxiliary device for distribution board devices, Auxiliary switch, Fault-signal switch, Fire protection switch, Monitoring unit, Monitoring unit with automatic reclosing, Remote drive, Remote release, Remote turn-on switch, Shunt release (for power circuit breaker), Signalling switch, Under voltage coil
EC001287 | EG000062 | Locking device for switches | 5 |  | Locking device for switches, Padlock
EC001288 | EG000060 | Labelling material | 9 |  | Accessories for planning boards, Accessories for year planner, Calender strip, Indication plate, Label for drawer labelling, Labelling material, Nameplate for letterbox, Register A-Z, Text strip, Yearly planner
EC001289 | EG000041 | Equalizer | 4 |  | Equalizer
EC001290 | EG000041 | Car amplifier | 5 |  | Amplifier, Car amplifier, Power amplifier
EC001295 | EG020070 | Electrical kit for storage heater | 7 |  | Additional heating, Electrical kit for storage heater, Mounting set electro heating
EC001317 | EG000014 | Panel-mounted CEE socket outlet (IEC 60309) | 10 |  | Built-in installation box, Panel-mounted CEE socket outlet, Panel-mounted CEE socket outlet (IEC 60309), Socket outlet, Wall socket
EC001319 | EG000014 | CEE appliance inlet (IEC 60309) | 9 |  | CEE appliance inlet, CEE appliance inlet (IEC 60309), CEE appliance socket, CEE plug for mounting on machines and equipment, Ceeform, Device plug, Device socket, Devices socket, Dutch fit appliance socket, Extension socket, Gear box contact, Phase inverter, Receptacle, Socket outlet, Wall socket
EC001320 | EG000014 | CEE coupling (IEC 60309) | 9 |  | CEE angular coupling, CEE coupler, CEE coupling, CEE coupling (IEC 60309), CEE coupling plug, Connector, Counter connector, Coupler, Coupling plug, Disconnect plug
EC001321 | EG000014 | CEE socket outlet (IEC 60309) | 9 |  | Built-in installation box, CEE socket, CEE socket outlet, CEE socket outlet (IEC 60309), CEE socket outlet, surface, Equipment mounted socket outlet, Industrial plug box, Industrial socket, Panel-mounted CEE socket outlet, Plug box, Power socket, Receptacle, Socket, Socket outlet, Socket outlet architectural program (IP44), Socket outlet architectural programme (IP44), Wall socket
EC001322 | EG000014 | Round socket/plug for high currents | 7 |  | Built-up device plug, Device plug, Equipment mounted socket outlet, Plug, Round socket/plug for high currents, Socket outlet, Wall socket
EC001324 | EG000014 | CEE socket outlet, disconnectable, with fuse (IEC 60309) | 9 |  | Base unit, Base unit and cover, CEE socket, CEE socket outlet, CEE socket outlet, disconnectable, with fuse, CEE socket outlet, disconnectable, with fuse (IEC 60309), Extension socket, Industrial plug box, Industrial socket, Interlocking, Plug box, Power socket, Receptacle, Socket, Socket outlet, Wall socket
EC001325 | EG000013 | Panel mounted socket outlet with protective contact | 10 |  | Equipment mounted socket outlet, Equipment mounted socket outlet with protective contact, Panel mounted socket outlet with protective contact, Socket outlet, Socket outlet CEE 7/3 (type F), Socket outlet with safety contact
EC001326 | EG000013 | Plug with protective contact for devices | 10 |  | Built-up device plug, Device plug, Plug CEE 7/4 (type F), Plug with protective contact for devices, Surface mounted plug
EC001327 | EG000013 | Coupler with protective contact | 10 |  | Coupler, Coupler CEE 7/3 (Typ F), Coupler with protective contact, Coupling plug, Plug
EC001329 | EG000012 | Multi level installation terminal block | 8 |  | Bolt connection, Clamp, Clip, Connection clamp, Connection terminal, Contact clip, Feed-through terminal block, Multi level installation terminal block, Screwed terminal
EC001330 | EG000032 | Shutting actuator for bus system | 10 |  | Bus system, EIB, Module, Nikobus, Output module, Shutting actuator for bus system, Venetian blind switch/-push button
EC001332 | EG000035 | Flashing luminaire | 6 |  | Blinker light, Flashing luminaire, Signalling lamp
EC001333 | EG000035 | Strobe luminaire | 8 |  | Flash light, Flashlight, Signalling lamp, Strobe luminaire
EC001334 | EG000035 | Continuous luminaire | 6 |  | Continuous light, Continuous luminaire, Light signalling unit, Signalling lamp
EC001335 | EG000035 | Explosion proof strobe luminaire | 8 |  | Explosion proof strobe luminaire, Strobe luminaire
EC001336 | EG000035 | Explosion proof electronic buzzer | 6 |  | Explosion proof electronic buzzer
EC001337 | EG000035 | Explosion proof flashing alarm luminaire | 6 |  | Explosion proof flashing alarm luminaire
EC001338 | EG000035 | Explosion proof signal horn | 6 |  | Explosion proof signal horn
EC001339 | EG000035 | Explosion proof warning light pole | 6 |  | Explosion proof warning light pole
EC001340 | EG000035 | Monitored LED indicator luminaire | 5 |  | Monitored LED indicator luminaire, Signalling lamp
EC001341 | EG000035 | Rotating beacon alarm luminaire | 10 |  | Flash light, Flashing alarm luminaire, Flashing light, Rotating beacon alarm luminaire, Round flashing light, Signalling lamp, Strobe luminaire
EC001342 | EG020066 | Explosion proof fan | 9 |  | ATEX fan, ATEX ventilator, Cabinet fan, Centrifugal fan, Circulating fan, Duct fan, Explosion proof fan, Explosion proof ventilator, Radial fan, Roof mounted fan, Wall mounted fan
EC001349 | EG000036 | Additional device for door communication | 9 |  | Accessories for door communication, Additional device for door communication, Device for door-/video intercom system, Distributor, PC interface
EC001351 | EG000036 | Push button panel door communication | 9 |  | Door station, Doorbell panel, Doorbell plate, Push button panel door communication
EC001352 | EG000036 | Accessories/spare parts for door communication | 8 |  | Accessories for desk type, Accessories for door communication, Accessories for flush mount (plaster), Accessories/spare parts for door communication, Assembly aid, Buzzer, Cover, Expansion module for door and video intercom system, Mounting accessories for door communication, Mounting accessory, Mounting frame, Push button, Spare part for door communication, Spare parts for door communication
EC001353 | EG000035 | Traffic light | 7 |  | Continuous luminaire, Signalling lamp, Traffic light
EC001354 | EG000035 | Electronic sound generator | 5 |  | Electronic sound generator, Sound generator
EC001355 | EG000035 | Explosion proof traffic light | 5 |  | Ex-proof traffic light, Explosion proof traffic light
EC001356 | EG000035 | Explosion proof signal generator | 5 |  | EEx-proof signal generator, Explosion proof signal generator
EC001357 | EG000035 | Explosion proof alarm bell | 6 |  | EEx-proof alarm clock, Explosion proof alarm bell, Explosionproof signalling bell
EC001358 | EG000035 | Radio transmitter | 7 |  | Manual radio transmitter, Manual transmitter, Radio coding device, Radio transmitter, Remote control, Remote control (box), Station, Transmitter, Wall transmitter, Wall-mounted transmitter
EC001359 | EG000036 | Monitor door communication | 8 |  | Monitor, Monitor door communication, Monitor for door and video intercom system, Monitor for door communication, Monitor for door communication system
EC001361 | EG000032 | PC-programming set for time switch for bus system | 8 |  | PC-programming set for time switch for bus system, PC-programming set for yearly time switch EIB, PC-programming set for yearly time switch KNX, Time switch
EC001362 | EG020053 | Universal hole cutter and components | 7 |  | Accessories for circle cutter, Circle cutter, Circular cutter, Cutting insert, Cutting unit, Disc cutter, Hole saw, Piercing pinch, Sealing cutter, Universal hole cutter and components
EC001364 | EG020041 | Sheet metal shears (electric) | 7 |  | Edge scissors (electric), Electric sheet metal shear, Electric slitting shear, Metal shears, Shears, Sheet metal shear, Sheet metal shears (electric), Slitting shears, Tip shears
EC001365 | EG020036 | Blind rivet tool (battery) | 7 |  | Battery machine, Blind rivet tool (battery), Pop rivet device, Riveting tool (battery)
EC001366 | EG020041 | Rotary and demolition hammer (electric) | 9 |  | Rotary - and demolition hammer (electric), Rotary and demolition hammer (electric), Rotary- and demolition hammer (electric)
EC001367 | EG020036 | Rotary hammer (battery) | 7 |  | Battery machine, Battery rotary hammer, Rotary hammer (battery)
EC001368 | EG020041 | Rotary hammer (electric) | 7 |  | Electric drill hammer, Rotary hammer (electric)
EC001369 | EG020036 | Drilling machine (battery) | 7 |  | Battery machine, Drilling machine, Drilling machine (battery)
EC001370 | EG020041 | Drilling machine (electric) | 8 |  | Drilling machine, Drilling machine (electric), Electric drill machine, Electrical drill machine
EC001371 | EG020036 | Drilling machine/screwdriver (battery) | 8 |  | Battery machine, Drilling machine/screwdriver (battery)
EC001372 | EG020041 | Drilling machine/screwdriver (electric) | 8 |  | Drilling machine/screwdriver (electric)
EC001373 | EG020041 | Core drilling machine (electric) | 8 |  | Core drilling machine (electric), Core drilling unit, Diamond drill machine, Diamond drilling machine (electric), Drilling motor, Electric core drill machine, Electric drill machine, Electrical core drill machine, Electrical drill machine
EC001374 | EG020041 | Delta sander (electric) | 8 |  | Delta sander (electric), Electrical file, Triangular base-plate grinder (electric), Triangular base-plate sander (electric)
EC001375 | EG020036 | Random orbital disc sander (battery) | 8 |  | Random orbital disc sander (battery), Sander (battery)
EC001377 | EG020036 | All purpose saw (battery) | 7 |  | All purpose saw (battery), Battery handsaw, Battery machine
EC001378 | EG020041 | All purpose saw (electric) | 6 |  | All purpose saw (electric), Crosscut saw, Electric handsaw, Fine cutting saw, Powered handsaw
EC001379 | EG020041 | Threading machine (electric) | 8 |  | Thread cutter (electric), Thread cutting device, Thread cutting machine, Thread cutting tool, Thread drill machine, Threading machine (electric)
EC001380 | EG020036 | Hand circular saw (battery) | 8 |  | Battery circular saw, Battery hand-held circular saw, Battery machine, Circular saw, Hand circular saw (battery)
EC001381 | EG020041 | Hand circular saw (electric) | 8 |  | Circular saw, Electric hand circular saw, Electrical hand circular saw, Hand circular saw (electric)
EC001382 | EG020041 | Hot glue gun (electric) | 6 |  | Electric hot glue pistol, Electrical hot glue gun, Hot glue gun (electric)
EC001383 | EG020041 | Hot air gun (electric) | 9 |  | Foil shrink machine, Hand heatshrink unit, Hot air gun (electric), Hot air gun (electrical)
EC001384 | EG020036 | Planer (battery) | 8 |  | Battery machine, Planer (battery)
EC001385 | EG020041 | Planer (electric) | 8 |  | Lacquer milling machine, Planer (electric)
EC001386 | EG020036 | Chop saw (battery) | 6 |  | Battery chop saw, Battery machine, Chop saw (battery), Mitre saw
EC001387 | EG020036 | Kit gun (battery) | 7 |  | Battery machine, Cartridge pistol, Cartridge press, Caulking gun, Kit gun (battery)
EC001388 | EG020041 | Chipping hammer (electric) | 7 |  | Chipping hammer (electric), Electric chisel hammer
EC001390 | EG020041 | Wet and dry vacuum cleaner (electric) | 8 |  | All-purpose vacuum cleaner, All-vacuum cleaner, Asbestos suction cup, Baker sucker, Boiler vacuum, Canister-cylinder cleaner, Damp vacuum cleaner, Dry vacuum, Electric suction cup, Gypsum vacuum, Hard floor cleaner, Hazard vacuum, Hazardous material vacuum, Industrial vacuum, Industrial vacuum cleaner, Lime vacuum, Multi-purpose vacuum cleaner, Oven sucker, Spray extraction cleaner, Steam cleaner, Vacuum cleaner, Wet and dry vacuum cleaner (electric), Wet and dry vacuum cleaner (electrical), Wet vacuum, Wood vacuum
EC001391 | EG020036 | Hammer drill (battery) | 8 |  | Battery machine, Hammer drill (battery)
EC001392 | EG020041 | Hammer drill (electric) | 8 |  | Drilling machine, Hammer drill (electric)
EC001393 | EG020036 | Impact screwdriver (battery) | 8 |  | Battery machine, Impact screw driver (battery), Impact screwdriver (battery)
EC001394 | EG020041 | Impact screwdriver (electric) | 9 |  | Impact screw driver (electric), Impact screw driver (electrical), Impact screwdriver (electric)
EC001395 | EG020036 | Screwdriver (battery) | 7 |  | Auto feed screwdriver (battery), Battery machine, Drywall screwdriver (battery), Magazine screwdriver (battery), Quick assembly screwdriver (battery), Screw driver (battery), Screwdriver (battery)
EC001396 | EG020041 | Screwdriver (electric) | 6 |  | Screw driver (electric), Screwdriver (electric)
EC001397 | EG020036 | Sander (battery) | 8 |  | Battery machine, Sander (battery)
EC001398 | EG020041 | Sander (electric) | 8 |  | Sander (electric)
EC001399 | EG020041 | Jig saw (electric) | 9 |  | Electric jigsaw, Electrical jigsaw, Jig saw (electric), Jig saw (electrical), Jigsaw (electric)
EC001400 | EG020036 | Stapler/nailer (battery) | 9 |  | Battery machine, Nailer (battery), Stapler (battery), Stapler/nailer (battery), Tacker (battery)
EC001401 | EG020036 | Angle drill machine (battery) | 7 |  | Angle drill machine (battery), Battery machine, Corner drill machine, Drilling machine
EC001402 | EG020041 | Angle drill machine (electric) | 8 |  | Angle drill machine (electric), Angle drill machine (electrical), Drilling machine, Electric angle drilling machine, Electrical angle drill machine
EC001403 | EG020036 | Angle drill machine/screwdriver (battery) | 6 |  | Angle drill machine/screw driver (battery), Angle drill machine/screwdriver (battery)
EC001404 | EG020041 | Angle grinder (electric) | 9 |  | Angle grinder (electric), Cut-off grinder stone (electric), Electric machine, Metal chop saw, Power cutter, Right angle grinder (electric), Stone cutter (electric)
EC001405 | EG020036 | Jig saw (battery) | 8 |  | Battery machine, Jig saw (battery)
EC001408 | EG000037 | PC cable | 6 |  | Cable, Connecting cord, Data cable, PC cable, PC-cable, S-ATA cable, SATA cable, USB connecting cable
EC001409 | EG000037 | Data communication connection box fibre optic | 9 |  | Appliance connection box, Data communication connection box fibre optic, Socket outlet, Wall socket
EC001410 | EG000062 | DCF-antenna for time switches | 4 |  | DCF-antenna for time switches, DCF77 time synchronisation for digital timers
EC001412 | EG000024 | Graphic panel | 9 |  | Graphic panel
EC001413 | EG000024 | Industrial PC | 9 |  | Control, Industrial PC, PC
EC001414 | EG000024 | Panel PC | 9 |  | Control, Industrial PC, PC, Panel PC
EC001415 | EG000024 | Push button panel | 6 |  | Agreement switch, Push button panel
EC001416 | EG000024 | Visualization software | 8 |  | Visualization software
EC001417 | EG000024 | Logic module | 9 |  | Logic module, Timer clock
EC001418 | EG000024 | PLC programming device | 4 |  | Desk type device, Desktop device, Notebook, PLC programming device, Portable device
EC001419 | EG000024 | PLC digital I/O-module | 8 |  | Digital module, Extension module, PLC digital I/O-module
EC001420 | EG000024 | PLC analogue I/O-module | 8 |  | Analogue module, Extension module, PLC analogue I/O-module
EC001421 | EG000024 | PLC analogue/digital I/O-module | 7 |  | Analogue module, Digital module, Extension module, PLC analogue/digital I/O-module
EC001422 | EG000024 | PLC function/technology module | 7 |  | PLC function/technology module
EC001423 | EG000024 | PLC communication module | 8 |  | Extension module, Interface, PLC communication module, Serial interface
EC001426 | EG000024 | Text panel | 9 |  | Text panel
EC001427 | EG000024 | Mobile panel | 9 |  | Mobile panel
EC001435 | EG000024 | Automation software, others | 8 |  | Automation software, others, Evaluation function
EC001436 | EG000019 | Axle break protection relay | 7 |  | Axle break protection relay
EC001437 | EG000019 | Switching relay | 7 |  | Power relay, Relay, Relay module, Switching relay
EC001438 | EG000019 | Voltage monitoring relay | 5 |  | Relay, Voltage monitoring relay
EC001439 | EG000019 | Timer relay | 7 |  | Pulse former, Relay, Time switch, Timer, Timer block, Timer relay, Timer relay for distribution board
EC001440 | EG000019 | Current monitoring relay | 6 |  | Current monitoring relay, Power relay, Relay
EC001441 | EG000019 | Phase monitoring relay | 5 |  | Phase monitoring relay, Relay, Synchronisation relay
EC001442 | EG000019 | Frequency monitoring relay | 5 |  | Frequency monitoring relay, Relay
EC001443 | EG000019 | Effective power (cos phi) monitoring relay | 6 |  | Effective power (cos phi) monitoring relay, Power relay, Relay
EC001444 | EG000019 | Insulation and earth fault monitoring relay | 5 |  | Insulation and earth fault monitoring relay, Relay
EC001445 | EG000019 | Residual current monitoring relay | 5 |  | Current monitoring relay, Relay, Residual current monitoring relay
EC001446 | EG000019 | Temperature monitoring relay | 6 |  | Relay, Temperature monitoring relay, Temperature switch
EC001447 | EG000019 | (Fill) level monitoring relay | 7 |  | (Fill) level monitoring relay, Relay
EC001448 | EG000019 | Speed-/standstill monitoring relay | 8 |  | Speed-/standstill monitoring relay
EC001449 | EG000019 | Device for monitoring of safety-related circuits | 9 |  | Basic device, Device for monitoring of safety-related circuits, Expansion device, Relay
EC001451 | EG000019 | Overrun relay | 8 |  | Overrun relay
EC001452 | EG000019 | Two-hand control relay | 8 |  | Relay, Two-hand control relay
EC001456 | EG000019 | Relay socket | 4 |  | Lamp holder, Relay socket
EC001457 | EG000021 | Combined arrester for power supply systems | 9 |  | Combined arrester for power supply systems
EC001458 | EG000003 | Fastening angle for hose fitting | 4 |  | Fastening angle for hose fitting
EC001462 | EG020062 | House ventilation set | 6 |  | Exhaust air set, Exhaust-/open air set, House ventilation set, Supply-/exhaust air set for central air supply, Supply-/exhaust air set for decentralized air supply
EC001465 | EG000021 | Connection clamp for earth rods | 7 |  | Clamp, Clip, Connection clamp, Connection clamp for earth rods, Connection sleeve, Connection terminal, Earth terminal clamp, Earthing pipe clamp, Terminal bracket
EC001466 | EG000021 | Lightning current arrester for data networks/MCR-technology | 9 |  | Gas tube conductor, Lightning current arrester for data networks/MCR-technology, Overvoltage protection, Protection
EC001467 | EG000037 | Media converter | 8 |  | Converter, Interface converter, Media converter
EC001468 | EG000021 | Flat strip for lightning protection | 6 |  | Earthing arrangements, Flat conductor, Flat strip for lightning protection
EC001469 | EG000003 | Protective hose adaptor | 9 |  | Adapter, Protective hose adapter, Protective hose adaptor
EC001470 | EG000021 | Equipotential bonding bar | 7 |  | Clamp, Clip, Connection clamp, Connection terminal, Earthing arrangements, Earthing block, Earthing rail, Equipotential bonding bar, Low current connector
EC001471 | EG000060 | Metal cable | 8 |  | Cable, Lift cable, Long lay rope, Metal cable, Metal cable for pulling, suspending or winching, Metal cord, Metal wire, Ordinary lay rope, Regular lay rope, Spiral rope, Stainless steel wire, Steel cord, Steel wire, Stranded rope, Suspension cable, Winch cable, Wire, Wire rope
EC001473 | EG000021 | Surge protection device for power supply and information technology | 9 |  | Adapter, Mains adapter, Overvoltage protection, Protection, Surge protection device for power supply and information technology, Surge protection device for power supply systems
EC001474 | EG000037 | Fibre optic duct | 9 |  | Fibre optic duct, Glass fibre duct, Pipe, Tube
EC001475 | EG000037 | Fibre optic duct coupler | 7 |  | Bus, Coupler, Coupling piece, Fibre optic duct coupler, Glass fibre duct coupler, Reduction piece, Sleeve, T-piece
EC001478 | EG000037 | Network router | 7 |  | Firewall, Network router, Rigid connection, Switched line
EC001479 | EG000021 | Fixed earthing terminal | 8 |  | Earthing connection, Fixed earthing terminal
EC001483 | EG020099 | Drive head for position switches/hinge switches | 5 |  | Accessories for position switches, Actuating rod, Drive head for position switches/hinge switches, End switch, Hinge switch, Plunger, Roller cam, Rotary lever, Spring-rod, Square roller lever
EC001485 | EG020099 | NAMUR switching amplifier | 8 |  | Amplifier, Isolation amplifier, NAMUR switching amplifier
EC001486 | EG020099 | Rotary encoder | 7 |  | Absolute encoder, Incremental encoder, Rotary encoder, Sensor
EC001487 | EG020099 | Actuator for position switch with separate actuator | 6 |  | Accessories for position switches, Actuator for position switch with separate actuator, Actuator with horizontal mounting, Actuator with vertical mounting, Control element, End switch, Magnet, coded, Magnet, uncoded, Radius actuator left, Radius actuator left/right, Radius actuator right, Roller, Standard actuator, Universal actuator
EC001488 | EG000054 | Distributor for danger detection system | 7 |  | Cable box, Distributor box, Distributor for danger detection system, Distributor for intrusion detection system
EC001489 | EG000054 | Base for fire detector | 8 |  | Base, Base for fire detector, Fire detector, Mounting base, Smoke detector, Socket for fire alarm detector, Socket for fire detector
EC001491 | EG000002 | Closure plug for installation tube | 9 |  | Closure plug for installation tube, Sealing plug
EC001492 | EG000002 | Coupler for cable protection tube for underground application | 9 |  | Connector, Coupler, Coupler for cable protection tube, Coupler for cable protection tube for underground application
EC001493 | EG000002 | Bend for cable protection tubes for underground application | 9 |  | Bend for cable protection tubes, Bend for cable protection tubes for underground application
EC001494 | EG000002 | Spacer for installation tubes/cable protection tubes | 7 |  | Distance frame, Distance holder, Mounting bracket, Mounting corner, Spacer for cable protection tube, Spacer for cable protection tube for underground application, Spacer for installation tubes, Spacer for installation tubes/cable protection tubes
EC001496 | EG020016 | Warning tape | 9 |  | Barrier tape, Road marking, Warning tape
EC001497 | EG000030 | Ballast (electrical) | 10 |  | Ballast, Ballast (electrical), Choke ballast, Conventional ballast, Conversion kit, Low-loss ballast
EC001498 | EG000039 | Value coin for vending machine | 5 |  | Value coin, Value coin for vending machine
EC001499 | EG020250 | Colour powder | 7 |  | Chalk, Chalk for chalk line, Colour, Colour powder
EC001500 | EG000030 | Transformer for low voltage light system/low voltage halogen lamp | 10 |  | 1-phase electronic adaptor transformer, 3-phase electronic adaptor transformer, Converter, Electronic transformer, Iron core transformer, Safety transformer, Toroidal core transformer, Transformer for low voltage light system/low voltage halogen lamp
EC001503 | EG000021 | Earthing set | 7 |  | Clamp, Clip, Connection clamp, Connection terminal, Earthing arrangements, Earthing frame set, Earthing set
EC001504 | EG000019 | Optocoupler | 6 |  | Contactor relay, Optocoupler, Relay, Solid state relay
EC001506 | EG000015 | Electricity meter | 10 |  | Effective power meter, Electric meter, Electricity meter, Electricity meter for service distribution board, Energy meter, Four-conductor pulse generator meter, Four-conductor value transformer pulse generator meter, Kilowatt-hour meter, Measurement transformer, Mechanical kilowatt-hour meter, Power meter, Rate meter, Rotary current four-conductor meter, Three-conductor value transformer pulse generator meter, Two-leader-instrument transformer-pulse generator, Two-wire counter
EC001509 | EG020085 | Replacement blade | 8 |  | Accessories for deburrer, Knife, Knife cassette, Replacement blade, Spare blade for scrapers
EC001510 | EG000030 | Power supply for discharge lamps | 9 |  | Power supply for discharge lamps
EC001511 | EG000054 | Camera for surveillance system | 9 |  | CCTV camera, Camera for monitoring system, Camera for surveillance system, Dome camera, Door station, Observation camera, Security camera, Surveillance camera, System camera
EC001512 | EG015170 | Fragrance cartridge | 7 |  | Fragrance cartridge
EC001513 | EG000013 | Plug adaptor | 8 |  | Adapter, Adapterplug, Dimming actuator, Plug, Plug adapter, Plug adaptor, Travel plug device
EC001514 | EG020041 | Random orbital disc sander (electric) | 8 |  | Random orbital disc grinder (electric), Random orbital disc sander (electric)
EC001516 | EG020048 | Capacitor | 7 |  | Capacitor, Capacity, Motor operating capacitor, Parallel capacitor for L-lamp, Series capacitor for L-lamp, Start capacitor
EC001517 | EG000040 | Baby phone | 5 |  | Baby phone
EC001519 | EG000062 | Tappets for time switch | 6 |  | Accessories for time switches, Accessory for time switch, Tappets for time switch
EC001521 | EG000036 | Door sliding contact | 5 |  | Contact, Door sliding contact
EC001522 | EG020090 | Busbar | 6 |  | Bus bar, Busbar, Flat rail
EC001524 | EG000054 | Video switch for surveillance system | 5 |  | CCTV hub, CCTV router, CCTV switch, Distributor, Switch, Video switch, Video switch for surveillance system, Video switchbox for monitoring system
EC001525 | EG000054 | Central alarm panel for intrusion detection system | 7 |  | Alarm system, Base station, Central alarm panel for intrusion detection system, Central alarm station for intrusion detection system
EC001526 | EG000054 | Switchgear for danger detection system | 8 |  | Activating device for danger detection system, Activation device for danger detection system, Arming device, De-activating device for danger detection system, De-activation device for danger detection system, Disarming device, Switchgear for danger detection system, Switchgear for intrusion detection system, Transponder
EC001527 | EG000054 | Video surveillance system | 9 |  | Camera and matrix memory set for monitoring/surveillance system, Video, Video surveillance system
EC001530 | EG000047 | Cable coding system | 8 |  | Adhesive label, Cable coding system, Core identification, Seal
EC001531 | EG020090 | Busbar adaptor | 7 |  | Adapter, Busbar adapter, Busbar adaptor, Motor protective circuit-breaker
EC001532 | EG000038 | Accessories/spare parts for telephone system | 9 |  | Accessories for telephone system, Accessories/spare parts for telephone system, Audio module, Audio recorder, DECT-basis station, DECT-beam antenna, DECT-repeater, Dialling device, Door interface, Mobile module, Point-to-point connection module, Software package, Spare part for telephone system, Spare parts for telephone system, Substation change over switch, Substation extension, System display, Telephone beacon, Trunk line (local loop) extension, Visual ringing signal device
EC001535 | EG000004 | Bend for cable ladder | 9 |  | Bend for cable ladder, Bend horizontal, Bend vertical falling, Bend vertical rising, Corner piece, Vertical outside riser for cable ladder
EC001540 | EG000004 | Tee for cable ladder | 9 |  | T-piece, Tee for cable ladder
EC001542 | EG000004 | Cross piece for cable tray | 9 |  | Cross piece for cable tray, Crosses for cable tray, Crossing
EC001544 | EG000004 | Tee for cable tray | 9 |  | T-piece, Tee for cable tray
EC001545 | EG000062 | Main switch for distribution board | 8 |  | Control switch, Group switch, Main switch, Main switch for distribution board, Off switch, Off switch with control lamp, Switch, Switch disconnector, Two-way switch, Venetian blind switch
EC001546 | EG000062 | Push button for distribution board | 7 |  | Built-in device, Button, Illuminated push button, Illuminated switch, On/Off switch, Pulse button, Push button, Push button for distribution board, Push button modular, Push button signal lamp, Push button switch, Push button, complete, Push-button, Pushbutton, Pushbutton modular, Start/stop switch, Switch
EC001547 | EG000062 | Bell transformer | 6 |  | Bell transformer, Converter, Mains transformer, Safety transformer, Standard bell ringing transformer
EC001548 | EG000041 | Audio-/video support bracket | 8 |  | Audio-/video support bracket, Bracket for television, Bracket/wall bracket, Monitor arm, Monitor holder, Monitor mounting, Mounting arm for monitor, Wall bracket for television, Wall mount
EC001551 | EG000039 | Accessories/spare parts for refrigerator/freezer | 9 |  | Accessories for refrigerator/freezer, Accessories/spare parts for refrigerator/freezer, Bottle rack, Cold storage accumulator, Correction blind, Decor frame, Decor-correction blind, Door handle, Door seal, Door shelf bin, Door-on-door slider fitting for refrigerator surrounds, Drawer partition, Face plate for refrigerator/freezer, Front blind, Plinth plate, Shelf, Spare part for refrigerator/freezer, Spare parts for refrigerator/freezer, Vegetable basket, Water filter
EC001553 | EG000039 | Filter for cooker hood | 7 |  | Filter for cooker hood
EC001559 | EG000004 | Cross piece for cable ladder | 9 |  | Cross piece for cable ladder, Crosses for cable ladder
EC001567 | EG021005 | Head plate for mounting rail/-profile | 9 |  | Ceiling bracket, Clamp head plate, Clamp piece, Floor console, Floor plate, Head plate for mounting rail/-profile, Head plate for profile rail, Head plate for support, Head plate for support/mounting profile, Head plate for support/profile rail, Rigid support system, Screw head plate
EC001569 | EG000004 | Cover for corner add-on piece for cable support system | 8 |  | Cover, Cover for corner add-on piece for cable support system, Cover plate
EC001570 | EG000004 | Cover coupler for cable support system | 7 |  | Coupler, Cover coupler for cable support system
EC001573 | EG000004 | End piece for cable ladder | 8 |  | End piece, End piece for cable ladder, End plate
EC001574 | EG000004 | End piece for cable tray | 8 |  | End piece for cable tray, End plate
EC001576 | EG000053 | Power cord | 9 |  | CEE adapter, CEE adapter cable, Cable, Conduit, Connecting cord, Electrical extension, Extension cable, Extension cord, Extension wire, Flat cable, Multiple outlet strip, Power cord, Power extension cord, Spiral cord, Three-phase current adapter
EC001579 | EG000001 | Hybrid cable | 8 |  | Cable, Combinated cable, Combined cable, Combined power and data cable, Composite cable, Hybrid cable
EC001580 | EG000013 | Accessories/spare parts for movement sensor | 10 |  | Accessories for movement sensor, Accessories/spare parts for movement sensor, Ceiling-/installation bracket, Corner adapter, Corner adaptor, Corner piece, Impulse insert, Manual transmitter for movement sensor, Mast fastening, Mounting cover, Mounting plate, Protective grille, Radio module, Relay, Spare part for movement sensor, Spare parts for movement sensor, Surface mounted housing presence indicator, System-insert, Wall transmitter, Wall-mounted transmitter
EC001581 | EG000032 | Basic module for bus system | 9 |  | Basemodule, Basic module for bus system
EC001582 | EG000032 | Movement sensor for bus system | 10 |  | Movement sensor, Movement sensor complete, Movement sensor for bus system, Presence detector
EC001583 | EG000032 | Accessories/spare parts for bus system | 8 |  | Accessories for bus system, Accessories/spare parts for bus system, Bottom plate for wall sender, Built-in housing, Bus extender cable, Bus extender radio, Bus system, Cover, Data rail cover, Display, Hand coder, Imprinting aid, Installation housing, Memory medium, Mounting frame, Mounting housing, Product data bank, Protective cover, Spare part, Spare part for bus system, Spare parts for bus system, Storage medium, Support antenna, Supporting plate, Template, Test device, Vending aid/display
EC001584 | EG000032 | I/O device for bus system | 9 |  | Adapter plug, Binary input, Bus system, Driver module for bus system, I/O device for bus system, Nikobus, Output module, Plug adapter, Software
EC001585 | EG000032 | Multi operating device for bus system | 9 |  | Control element, Infrared receiver, LCD display, Multi operating device for bus system, Room temperature controller, Sensor, Temperature controller, Thermostat, Touch screen
EC001586 | EG000032 | Heating actuator for bus system | 9 |  | Heating actuator for bus system, Output module
EC001587 | EG000032 | Hand-/wall sensor for bus system | 10 |  | Hand-/wall sensor for bus system, Manual transmitter, Transmitter insert, Wall-mounted transmitter complete, Wall-mounted transmitter insert
EC001588 | EG000013 | Electronic switch | 9 |  | Auxiliary post, Electronic switch, MOSFET, Relay, Relay and HVAC-relay, Substation, Triac, Tronic
EC001590 | EG000013 | Installation switch | 10 |  | 1-pole switch, 2-pole switch, 3-pole switch, Alternating-/alternating switch, Control switch, Group switch, Heating switch, Installation switch, Intermediate switch, Key switch, Main heating switch, Main switch, Off switch, Push button switch, Series switch, Switch, Two-way switch, Washing machine switch
EC001591 | EG000013 | Sensor for venetian blind/time switches | 7 |  | Brightness sensor, Glass-breakage sensor, Multiple sensor, Rain sensor, Sensor adapter, Sensor adaptor, Sensor for venetian blind/time switches, Sensor interface, Temperature sensor, Wind sensor
EC001593 | EG000013 | Isolator relay venetian blind | 6 |  | Isolator relay venetian blind
EC001594 | EG000013 | Time switch clock for domestic switching devices | 10 |  | Adapter plug, Electronic time switch for domestic switching devices, Mechanical time switch for domestic switching devices, Plug adapter, Time switch clock for domestic switching devices, Time switch for domestic switching devices, Timer, Timer clock, Timer for domestic switching devices, Week clock, Year clock
EC001596 | EG000024 | Fieldbus, decentr. periphery - analogue I/O module | 9 |  | Analogue input, Analogue module, Extension module, Fieldbus, decentr. periphery - analogue I/O module
EC001597 | EG000024 | Fieldbus, decentr. periphery - analogue/digital I/O module | 9 |  | Analogue input, Analogue module, Digital input, Digital module, Digital output, Extension module, Fieldbus, decentr. periphery - analogue/digital I/O module
EC001598 | EG000024 | Fieldbus, decentr. periphery - mounting frame | 8 |  | Fieldbus, decentr. periphery - mounting frame, Goup carrier, Installation set, Main group carrier, Module rack
EC001599 | EG000024 | Fieldbus, decentr. periphery - digital I/O module | 9 |  | Digital input, Digital module, Digital output, Extension module, Fieldbus, decentr. periphery - digital I/O module
EC001600 | EG000024 | Fieldbus, decentr. periphery - power supply/segment module | 9 |  | Fieldbus, decentr. periphery - power supply/segment module
EC001601 | EG000024 | Fieldbus, decentr. periphery - function-/technology module | 9 |  | Fieldbus, decentr. periphery - function-/technology module, PLC function/technology module
EC001603 | EG000024 | Fieldbus, decentr. periphery - basic appliance | 9 |  | Basic device, Fieldbus, decentr. periphery - basic appliance
EC001604 | EG000024 | Fieldbus, decentr. periphery - communication module | 8 |  | Extension module, Fibre optics, Fieldbus, decentr. periphery - communication module, Interface, PLC communication module, Serial interface
EC001605 | EG000024 | Fieldbus, decentr. periphery - power module, motor switch | 9 |  | Fieldbus, decentr. periphery - power module, motor switch
EC001625 | EG000021 | Combined arrester for data networks/MCR-technology | 8 |  | Combined arrester for data networks/MCR-technology, Overvoltage protection
EC001626 | EG000021 | Base for air termination systems lightning protection | 8 |  | Anchor cage, Base, Base for air termination systems lightning protection, Foot, Fundament, Girder, Metal roof holder, Roof truss holder, Stand (base), Tripod
EC001627 | EG000021 | Remote signalling module for lightning current-/surge arrester | 6 |  | Remote signalling module for lightning current-/surge arrester
EC001628 | EG000021 | Driving-in tool for earth rods | 7 |  | Driving-in tool for earth rods, Hammer guiding rider, Hammer inserts, Hammer stage, Hammer support, Impact head, Impact pin
EC001629 | EG000041 | Objective for camera/projector | 6 |  | Lens, Objective for camera/projector
EC001630 | EG000041 | Television | 10 |  | LCD TV, LED TV, TV, TV ( LCD/LED ), TV/DVD combination, TV/DVD combination (LCD), Television, Television ( LCD ), Television ( LCD/LED ), Television ( LED ), Television (LCD/LED), Television set
EC001634 | EG000041 | Audio/video transmitting system | 6 |  | Audio/video transmitting system, Radio receiver, Radio transmitter, Receiver, Station, Transmitter
EC001635 | EG000041 | Accessories/spare parts for camcorder | 7 |  | Accessories for camcorder, Accessories/spare parts for camcorder, Aluminium case, Carrier bag, Filter set, Flashlight, Spare part for camcorder, Spare parts for camcorder, Strobe shoe adapter, Strobe shoe adaptor, Tripod, Underwater housing
EC001636 | EG000041 | Accessories/spare parts for car audio | 7 |  | AC 3 processor, AC 400 V, Accessories for car audio, Accessories/spare parts for car audio, Distance ring, Empty housing, Fader, Frequency shunt, Loudspeaker cover grill, Signal controller, Sound filter, Spare part for car audio, Spare parts for car audio
EC001637 | EG000041 | Accessories/spare parts for digital photo camera | 8 |  | Accessories for digital photo camera, Accessories/spare parts for digital photo camera, Camera case, Carrier bag, Filter set, Flashlight, LCD viewfinder, Spare part for digital photo camera, Spare parts for digital photo camera, Strobe shoe adapter, Strobe shoe adaptor, Tripod, Underwater housing
EC001638 | EG000020 | D0-system protective cover | 5 |  | D0-system protective cover, Neozed protective cover
EC001641 | EG000015 | Hour meter | 7 |  | Counter, Hour meter, Industrial hour counter
EC001642 | EG000020 | D0-system fuse link | 6 |  | D0-system fuse link, Neozed fuse link
EC001643 | EG000020 | D0-system screw cap | 5 |  | D0-system screw cap, Neozed screw cap
EC001644 | EG000020 | D0-system fuse base | 5 |  | D0-system fuse base, Neozed fuse base
EC001645 | EG000062 | Twilight switch for distribution board | 6 |  | Twilight switch, Twilight switch for distribution board
EC001651 | EG000062 | Mains disconnection relay | 5 |  | Mains disconnection relay
EC001652 | EG000062 | Installation relay | 6 |  | Installation relay, Relay
EC001653 | EG000062 | Installation contactor for distribution board | 9 |  | Installation contactor for distribution board
EC001655 | EG000062 | Load shedding relay for distribution board | 5 |  | Load shedding relay for distribution board
EC001657 | EG000062 | Indicator light for distribution board | 5 |  | Indicator light for distribution board
EC001659 | EG000020 | Accessories/spare parts for Low Voltage HRC fuse | 7 |  | Accessories for Low Voltage HRC fuse, Accessories/spare parts for Low Voltage HRC fuse, Base unit cover, NH signal indicator, Signal signalling insert, Spare part for Low Voltage HRC fuse, Spare parts for Low Voltage HRC fuse
EC001660 | EG000020 | Accessories/spare parts for Low Voltage HRC fuse bases | 7 |  | Accessories for Low Voltage HRC fuse bases, Accessories/spare parts for Low Voltage HRC fuse bases, Covering cap, NH-contact cover, NH-contact cover for slider parts, NH-covering cap, NH-safety cover, Phase barrier plate, Protection cap, Protection cover, Separating partition, Spare part for Low Voltage HRC fuse bases, Spare parts for Low Voltage HRC fuse bases
EC001663 | EG000062 | Socket outlet for distribution board | 7 |  | Socket outlet, Socket outlet CEE 7/3 (type F), Socket outlet for distribution board, Socket outlet with protective contact, Socket outlet with safety contact
EC001664 | EG000013 | Socket switch clock | 9 |  | Astro clock, Day clock, Day-/day clock, Day-/week clock, Hour clock, Hour-day clock, Impulse clock, Impulse day clock, Impulse week clock, Socket switch clock, Timer, Timer clock, Week clock, Year clock
EC001666 | EG000062 | Temperature controller for distribution board | 7 |  | Clock thermostat, Room temperature controller, Temperature controller, Temperature controller for distribution board, Thermostat
EC001667 | EG000062 | Under voltage monitoring relay for distribution board | 4 |  | Under voltage monitoring relay for distribution board
EC001668 | EG000062 | Alarm unit for distribution board | 5 |  | Alarm unit for distribution board, Buzzer
EC001670 | EG000062 | Central control system for buildings | 7 |  | Brightness sensor, Central control system for buildings, Central controller, Clock module, Dimmer, Presence simulation, Rain sensor, Staircase lighting timer, Temperature sensor, Twilight switch, Venetian blind control unit, Weather station, Wind sensor
EC001671 | EG000037 | Cable sharing adaptor | 7 |  | Cable sharing adapter, Cable sharing adaptor
EC001673 | EG000038 | Accessories/spare parts for fix telephone | 7 |  | Accessories for fix telephone, Accessories/spare parts for fix telephone, Answering machine module, Emergency call transmitter, Handset, Hue control, Key extension, Mains plug, Power adaptor, Spare part for fix telephone, Spare parts for fix telephone, Wall handle, Wall holder, Wall mount
EC001674 | EG000038 | Accessories/spare parts for cordless phone | 7 |  | Accessories for cordless phone, Accessories/spare parts for cordless phone, Belt clip, Hands free kit, Hue control, Network repeater, Protective bag, Protective bag with belt clip, Protective barrier, Repeater, Spare part for cordless phone, Spare parts for cordless phone, Wall handle, Wall holder, Wall mount
EC001675 | EG000038 | Accessories/spare parts for fax/printer/MFC | 6 |  | Accessories for fax/printer/MFC, Accessories/spare parts for fax/printer/MFC, Duplex printing unit, Hard disc, LAN connection, Memory expansion, Paper feed, Spare part for fax/printer/MFC, Spare parts for fax/printer/MFC
EC001677 | EG000037 | ISDN distributor | 4 |  | ISDN distributor
EC001679 | EG000037 | Cable bending restrictor | 6 |  | Anti-kink sleeve, Anti-kink sleeve for modular connector, Cable bending restrictor, End cap, Feed through spout, Grommet, Strain relief
EC001681 | EG000037 | Telecommunications patch cord | 6 |  | Connecting cord, Connection cable, Telecommunications patch cord
EC001682 | EG000037 | Coax patch cord | 7 |  | Antenna cable, Coax cable, Coax patch cord, Connecting cord, RG 11, RG 174, RG 213, RG 214, RG 223, RG 58, RG 59, RG 6, RG 62, RG 71, RG 8, Twinax-cable
EC001684 | EG020030 | Printer/scanner/copier | 8 |  | All-in-one (fax/printer/scanner), Colour printer, Copier, Fax, Graphic plotter, Inkjet printer, Laser printer, Matrix printer, Photocopier, Plotter, Printer, Printer/scanner/copier, Scanner, Thermal printer
EC001685 | EG021011 | Microscope for fibre optic | 8 |  | Microscope, Microscope for fibre optic, Microscope for glass fibre
EC001686 | EG021011 | Microscope adaptor for fibre optic | 5 |  | Adapter, Microscope adapter for glass fibre, Microscope adaptor for fibre optic, Microscope adaptor for glass fibre, Reduction piece
EC001687 | EG021011 | Furnace for fibre optic | 6 |  | Furnace for fibre optic, Furnace for glass fibre
EC001688 | EG021011 | Fibre optic polishing mould | 6 |  | Fibre optic polishing mold, Fibre optic polishing mould
EC001689 | EG021011 | Fibre optic polishing emery cloth | 6 |  | Emery cloth, Fibre optic polishing emery cloth
EC001690 | EG021011 | Fibre optic polishing machine | 7 |  | Fibre optic polishing machine
EC001691 | EG000038 | Analogue telephone with cord | 6 |  | Analogue telephone with cord, Card telephone, Mobile module, Pay phone, Special telephone, Standard, Telephone, Telephone analogue, corded
EC001692 | EG020030 | Keyboard | 7 |  | 19 inch-keyboard, Keyboard
EC001694 | EG020030 | Fax/printer/all-in-one supplies | 7 |  | Colour cartridge, Coloured ribbon, Copy paper, Drum, Fax/printer/all-in-one supplies, Inkjet cartridge, Multiple cassette, Normal paper, Paper roll, Photo paper, Print foil, Print head, Standard paper, Thermal colour tape, Thermo transfer paper, Toner, Toner cartridge, Toner/drum
EC001695 | EG000038 | VoIP gateway | 5 |  | VoIP gateway
EC001696 | EG000038 | VoIP telephone | 5 |  | Telephone, VoIP telephone
EC001697 | EG000037 | Forerun-/trail fibre (fibre optic measuring) | 6 |  | Forerun-/trail fibre (Glass fibre measuring), Forerun-/trail fibre (fibre optic measuring)
EC001698 | EG000037 | Wireless antenna | 8 |  | Wireless antenna
EC001699 | EG021011 | Fibre optic polishing mat | 6 |  | Emery cloth, Fibre optic polishing mat
EC001716 | EG000027 | High bay luminaire | 10 |  | High bay luminaire, Pendant luminaire
EC001743 | EG000027 | Pendant luminaire | 10 |  | Grid luminaire, Pendant luminaire, Prisms luminaire, Watertight luminaire
EC001744 | EG000027 | Downlight/spot/floodlight | 10 |  | Building site lighting luminaire, Downlight, Downlight/spot/floodlight, Floodlight, Light-track luminaire, Light-track spot, Projector, Spot, Spot luminaire/floodlight, Stagebeam
EC001746 | EG000055 | Photovoltaics module | 10 |  | Collector, PV collector, PV panel, Photovoltaics module, Solar cell, Solar module, Solar panel
EC001747 | EG000055 | DC/AC grid inverter | 10 |  | DC/AC grid inverter, DC/AC grid inverter for renewable energy, Micro-inverter, Microinverter, Photovoltaics DC/AC grid inverter, Solar inverter, String inverter
EC001748 | EG000055 | Photovoltaics charge controller | 6 |  | Charge controller, Charger, Photovoltaics charge controller, Solar charge controller, Solar controller
EC001749 | EG000055 | Battery inverter | 8 |  | Battery inverter, Photovoltaics inverter, Photovoltaics standalone inverter, Solar inverter, Solar stand alone inverter
EC001750 | EG000055 | Photovoltaics complete set | 8 |  | Complete photovoltaics package, Photovoltaics complete set, Solar complete set, Solar set
EC001751 | EG000055 | Photovoltaics roof-/facade fastener | 7 |  | Clamp, Clip, Photovoltaics facade fastener, Photovoltaics roof fastener, Photovoltaics roof mounting, Photovoltaics roof-/facade fastener, Solar facade fastener, Solar fastener, Solar roof fastener, Stud screw
EC001752 | EG000055 | Photovoltaics mounting system | 9 |  | Bracket, Console, Photovoltaics mounting system, Profile, Solar console, Solar mounting system, Solar profile, Solar shade awning, Solar sunshade, Sunshade with photovoltaic panels, Window awning with solar panel
EC001753 | EG000055 | Photovoltaics connecting and mounting element | 9 |  | Clamp piece, Connector, Cross connector, Distance plate, Earthing connection, End cap, Middle clamp, Module clamp, Photovoltaics connecting and mounting element, Profile connector, Slide-system end element, Slide-system middle element, Solar connecting and mounting element, Solar connector, Terminal clamp / middle clamp, Termination clamp, Tile
EC001754 | EG020089 | Solar mounting profile | 9 |  | Length, Mounting rail, Photovoltaics mounting profile, Profile, Solar mounting profile
EC001755 | EG000055 | Photovoltaics large display | 7 |  | Display, Photovoltaics large display, Solar display, Solar large display
EC001756 | EG000055 | Photovoltaics data logger | 10 |  | Data logger, Data logger photovoltaics, Datalogger, PV logger, Photo voltage data logger, Photovoltaics data logger, Solar data logger
EC001757 | EG000055 | Battery for renewable energy systems | 9 |  | Accu, Battery, Battery for hydropower systems, Battery for renewable energy systems, Battery for solar power systems, Battery for water power systems, Battery for waterpower systems, Battery for wind power systems, Rechargeable battery, Solar-battery, Traction battery
EC001758 | EG000054 | Glass break/vibration detector | 6 |  | Active glass-breakage indicator, Glass break/vibration detector, Glass-breakage sensor, Indicator for glass breakage/vibration/mechanical vibration, Mechanical vibration indicator, Passive glass breaking detector, Vibration alarm unit
EC001759 | EG000054 | Detector for locking surveillance | 6 |  | Detection contact for security technique, Detector for bolt switching contact, Detector for locking surveillance
EC001761 | EG000054 | Opening detector for danger detection system | 7 |  | Cover contact, Door contact sensor, Door sensor, Magnetic contact, Opening detector for danger detection system, Opening detector for intrusion detection system, Radio opening detector, Window contact, Window contact sensor, Window sensor
EC001762 | EG000054 | Movement detector for danger detection system | 7 |  | Infrared motion detector, Motion detector for danger detection system, Motion sensor for danger detection system, Movement detector for danger detection system, Movement sensor for danger detection system, Movement sensor for intrusion detection system, Ultrasonic detector
EC001763 | EG000054 | Fire detector | 10 |  | Fire alarm, Fire detector, Fire-watcher, Heat detector, Smoke alarm, Smoke detector, Smoke switcher
EC001764 | EG000054 | Technical detector for danger detection system | 8 |  | Cold detector, Gas detector, Smoke detector, Technical detector for danger detection system, Technical detector for intrusion detection system, Water detector
EC001765 | EG000054 | Manual call point for danger detection system | 9 |  | Break glass call point, Fire alarm call point, Fire detector, Hold-up trigger device, Manual call point for danger detection system, Non-automatic detector for danger detection system
EC001766 | EG000054 | Alarm transfer device | 7 |  | Alarm dialler, Alarm transfer device, Alarm transmission device, Autodialler, Dialling device
EC001767 | EG000054 | Control and display device for danger detection system | 8 |  | Control and display device for burglar alarm system, Control and display device for danger detection system, Control and display device for fire alarm system, Control and display device for fire detection system, Control and display device for intrusion alarm system, Control and display device for intrusion detection system, Control tableau, Expansion panel, Operating and display device for intrusion detection system, Touch panel
EC001768 | EG000054 | Door locking central station | 5 |  | Door locking central station, Smoke switcher
EC001769 | EG000054 | Holding magnet for door locking system | 9 |  | Adhesive magnet, Door holding magnet, Electro magnet for doors, Holding magnet for door locking system, Holding magnet for doors, Magnet, Magnetic clamp for doors, Mounting set for holding magnet, Permanent magnet for door locking mechanism
EC001770 | EG000054 | Access control system component | 9 |  | Access control system, Access control system component, Admittance control system, Base station, Bridge, Control unit, Controller, Controller unit, Distributor, Door code device, Door code unit, Enrolment device, I/O unit, Reader, Reader-unit, Registration device, Sub-central
EC001771 | EG000054 | Electronic data medium for switchgear for danger detection system | 8 |  | Card, Code tag, Data medium, Data tag, Electronic data medium for switchgear, Electronic data medium for switchgear for danger detection system, Key, Key hanger, Key tag, Tag, Wrist watch
EC001772 | EG000054 | Image storage for video surveillance system | 7 |  | Image storage for video surveillance system, Matrix memory for video surveillance system
EC001773 | EG000054 | Protective housing for surveillance camera | 7 |  | Housing, Protective housing, Protective housing for surveillance camera
EC001774 | EG000054 | Signal converter for surveillance system | 8 |  | Amplifier, Decoder, Encoder, HiFi Amplifier, Signal converter, Signal converter for monitoring system, Signal converter for surveillance system
EC001775 | EG000054 | Control panel for escape route | 7 |  | Control panel for escape route, Control point for rescue route technology
EC001776 | EG000054 | Lens for surveillance camera | 7 |  | Lens, Lens for surveillance camera, Motor zoom, Tele converter
EC001777 | EG020016 | Warning/signing plate | 9 |  | Breathing protection shield, Breathing protection symbol, Car park signage, Eye protection shield, Flag shield, Foil, Foil sticker, Folding sign, Icon plate, Inscription plate, Inspection plate, Logo plate, Logo sign, Magnetic sign, Pictogram, Picture plate, Plate with logo, Plate with text, Prohibitory sign, Rescue sign, Safety board, Safety icon, Safety plate, Safety sign, Safety sticker, Sentinel selfadhesive, Shield, Sign for first aid, Sign for flammable substances, Sign with logo, Sign with text, Signing plate for doors, Storage and factory equipment, Symbol for No pedestrians, Symbol for No smoking, Symbol for assembly point, Symbol for corrosive substances, Symbol for dangerous substances, Symbol for emergency phone, Symbol for escape route, Symbol for eye protection, Symbol for head protection, Symbol for hearing protection, Symbol for stacking/storage prohibited, Symbol for stretcher, Text plate, Text sign, Traffic sign, Visual sign, Warning icon, Warning map, Warning plate, Warning shield, Warning sign, Warning sticker, Warning symbol, Warning/signing plate
EC001781 | EG000041 | Power supply consumer electronics | 9 |  | Mains plug, Power adaptor, Power supply, Power supply consumer electronics, Table power supply
EC001790 | EG000047 | Sealing insert for built-in installation box | 5 |  | Sealing insert for built-in installation box
EC001793 | EG000047 | Separation plate for junction box | 5 |  | Separation plate for junction box
EC001794 | EG000047 | Equipment carrier for insulated walls | 5 |  | Device carrier, Equipment carrier for insulated walls
EC001795 | EG000047 | Wall-ceiling transition for concrete construction | 6 |  | Wall-ceiling transition for concrete construction
EC001796 | EG000047 | Junction box for ceiling luminaire | 7 |  | Junction box for ceiling luminaire
EC001817 | EG020088 | Colour sensor | 8 |  | Colour sensor
EC001818 | EG020088 | Inductive distance sensor | 7 |  | Inductive distance sensor
EC001820 | EG020088 | Contrast sensor | 7 |  | Contrast sensor
EC001821 | EG020088 | Diffuse reflective photoelectric sensor | 7 |  | Diffuse reflective photoelectric sensor, Light curtain, Light scanner, energetic, Light sensor, Push button
EC001822 | EG020088 | Luminescence sensor | 7 |  | Luminescence sensor
EC001824 | EG020088 | Multilayer test sensor | 7 |  | Multilayer test sensor
EC001825 | EG020088 | Optical distance sensor | 7 |  | Optical distance sensor
EC001829 | EG020099 | Position switch modular | 8 |  | Position switch modular
EC001831 | EG020088 | Single beam light curtain | 7 |  | Single beam light curtain
EC001832 | EG020088 | Multiple beam light curtain | 5 |  | Multiple beam light curtain
EC001846 | EG020088 | Ultrasonic distance sensor | 7 |  | Ultrasonic distance sensor
EC001847 | EG020099 | Ultrasonic single beam reflex light curtain | 7 |  | Ultrasonic single beam reflex light curtain
EC001848 | EG020099 | Ultrasonic reflex light curtain | 7 |  | Ultrasonic reflex light curtain
EC001849 | EG020099 | Ultrasonic proximity switch | 8 |  | Ultrasonic pressure switch, Ultrasonic proximity switch
EC001851 | EG020087 | Electric motor | 8 |  | Capacitor motor, Direct current motor, Electric motor, Linear motor, Motor, Rotary current asynchronous motor, Rotary current synchronous motor, Split pole motor, Stepping motor, Universal motor
EC001852 | EG020099 | Way sensor | 5 |  | Way sensor
EC001855 | EG020099 | Sensor-actuator patch cord | 9 |  | Connecting cord, Connector, Moulded cable, Sensor-actuator patch cord
EC001857 | EG020048 | Frequency converter =< 1 kV | 9 |  | Frequency controller =< 1 kV, Frequency converter =< 1 kV, Rotational speed controller, Speed controller
EC001858 | EG000039 | Wine fridge | 9 |  | Wine cabinet, Wine cooler, Wine fridge, Wine storage cabinet, Wine temperature control cabinet
EC001859 | EG000039 | Baking oven | 10 |  | Bake oven, Baking oven, Oven, Stove
EC001860 | EG000039 | Heater for cutlery | 6 |  | Heater for cutlery
EC001868 | EG015540 | Hoover outlet | 5 |  | Hoover outlet, Socket vacuuming nozzle
EC001873 | EG000039 | Built-under mounting set for domestic appliances | 4 |  | Built-under mounting set, Built-under mounting set for domestic appliances, Mounting plate, Mounting set
EC001874 | EG000039 | Stacking kit wash-/dry column | 4 |  | Stacking kit wash-/dry column, Tumble dryer, Washing machine
EC001875 | EG000039 | Enclosure/cabinet for built-in domestic appliances | 5 |  | Enclosure/cabinet for built-in domestic appliances
EC001876 | EG000039 | Built-under base for domestic appliances | 6 |  | Built-under base for domestic appliances
EC001877 | EG017960 | Sink cabinet | 7 |  | Kitchen cabinet, Laundry cabinet, Laundry sink cabinet, Sink cabinet, Sink cupboard
EC001878 | EG000039 | Portable cabinet for built-in domestic appliances | 5 |  | Portable cabinet for built-in domestic appliances
EC001879 | EG000039 | Accessories/spare parts for cooking device/baking device | 8 |  | Accessories for cooking device/baking device, Accessories for stove/microwave, Accessories/spare parts for cooking device/baking device, Baking plate, Built-under mounting set, Combi grate, Connecting cable, Correction blind, Decor frame, Decor-correction blind, Front blind, Grease pan, Grill plate, Hob trivet, Installation mounting set, Mounting material, Mounting material for microwave, Plinth plate, Protection panel, Spacer plate, Spare part for cooking device/baking device, Spare parts for cooking device/baking device, Telescopic guide rail, Temperature sensor, Ventilation grille, Wall console, Wok ring
EC001880 | EG000039 | Storage basket for freezer | 5 |  | Storage basket for freezer
EC001881 | EG000039 | Accessories/spare parts for dishwasher, washing and drying | 7 |  | Accessories for dishwasher, Accessories for dishwasher, washing and drying, Accessories for dryer, Accessories/spare parts for dishwasher, washing and drying, Basket for glasses/cups, Bottle cage, Bottle rack, Correction blind, Cutlery basket, Decor frame, Decor-correction blind, Face plate for dishwasher, Front blind, Glass holder, Mounting set, Plate holder, Plinth plate, Pump, Spare part for dishwasher, washing and drying, Spare parts for dishwasher, washing and drying, Water connection set
EC001882 | EG000039 | Waste separation system | 6 |  | Bucket, Single bucket, Waste bin, Waste container, Waste separation system, Waste sorting system, Waste system
EC001883 | EG020070 | Stone set for storage heater | 7 |  | Stone set for storage heater
EC001884 | EG020070 | Sauna furnace | 5 |  | Sauna furnace
EC001885 | EG020070 | Accessories/spare parts for sauna furnace | 7 |  | Accessories for sauna furnace, Accessories/spare parts for sauna furnace, Climate measurement, Combined thermo- and hygrometer, Fragrances, Hygrometer for sauna, Ladle, Measuring instrument for temperature and climate, Sauna control device, Spare part for sauna furnace, Spare parts for sauna furnace, Stone, Stones, Temperature meter
EC001889 | EG020093 | Oscilloscope | 9 |  | Oscilloscope
EC001890 | EG021000 | Process calibrator | 7 |  | Process calibrator
EC001891 | EG020036 | Sabre saw (battery) | 8 |  | Battery machine, Sabre saw (battery)
EC001892 | EG000015 | Distributor assembly contact protection | 5 |  | Distributor assembly contact protection, Distributor assembly protection against contact, Distributor assembly with protection against contact
EC001893 | EG000015 | Distributor assembly for device surface mounting | 4 |  | Distributor assembly for device surface mounting
EC001894 | EG000015 | Distributor assembly terminal blocks | 4 |  | Clamp, Clamps, Distributor assembly terminal blocks
EC001896 | EG000015 | Distributor assembly busbars | 5 |  | Distributor assembly busbars, Rail system
EC001897 | EG000015 | Distributor assembly switch | 4 |  | Distributor assembly switch, Distributor assembly with main switch, Group switch, Main switch, Power circuit-breaker for trafo/generator/installation prot., Power-cut-out switch, Reverser, Switch, Switch disconnector
EC001898 | EG000015 | Wiring band | 5 |  | Busbar, Lamination band, Wiring band
EC001899 | EG020250 | Touch-up stick/spray | 9 |  | Colour touch-up pencil, Pin, Touch-up paint (switchgear cabinet), Touch-up stick/spray
EC001900 | EG000015 | Busbar system for distribution boards | 7 |  | Busbar system for distribution boards, Rail system
EC001901 | EG000005 | Subfloor installation duct flush floor open | 8 |  | Sub-floor duct, Sub-floor duct overhead open, Subfloor installation duct flush floor open, Underfloor installation duct flush floor open
EC001902 | EG000005 | Subfloor installation duct flush floor closed | 7 |  | Sub-floor duct, Subfloor installation duct flush floor, Subfloor installation duct flush floor closed, Underfloor installation duct flush floor
EC001903 | EG000005 | Junction box insert for subfloor installation | 6 |  | Blind cover, Hinged lid, Inspection cover, Junction box insert for subfloor installation, Junction box insert for underfloor installation, Sub-floor outlet box
EC001905 | EG000005 | Duct outlet for subfloor system | 6 |  | Cable outlet, Duct outlet, Duct outlet for subfloor system, Duct outlet for underfloor system
EC001906 | EG000005 | Mounting cover for subfloor draw-in box | 5 |  | Blind, Blind plate, Mounting cover, Mounting cover for subfloor draw-in box, Mounting cover for underfloor draw-in box
EC001907 | EG000005 | Stacking frame for subfloor box | 6 |  | Elevation ring, Stacking frame for subfloor box, Stacking frame for underfloor box
EC001908 | EG000005 | Cassette frame with cassette | 5 |  | Cassette frame with cassette
EC001912 | EG000005 | Cover for duct outlet | 5 |  | Cable outlet, Cover for duct outlet
EC001913 | EG000005 | Blind plate for duct exit | 5 |  | Blind cover, Blind plate for duct exit, Cover, Cover plate
EC001914 | EG000005 | Tube cable outlet | 5 |  | Cable outlet, Tube cable outlet
EC001915 | EG000005 | Outlet box for subfloor installation | 5 |  | Outlet box for subfloor installation, Outlet box for underfloor installation, Terminal box
EC001916 | EG000005 | Raised floor distribution system | 4 |  | Raised floor distribution system
EC001918 | EG000005 | Pre-wired mounting box power current | 7 |  | Pre-wired mounting box power current
EC001920 | EG000005 | Partition piece for mounting box | 5 |  | Partition piece for mounting box, Separating partition
EC001922 | EG000010 | Strain relief for box/housing | 7 |  | Strain relief for box/housing, Strain relief for boxes/housings, Strain relief for mounting box, Wall duct
EC001923 | EG000005 | Slot in cable extension for installation units | 5 |  | Slot in cable extension for installation units
EC001925 | EG000005 | Extension unit for subfloor installation duct flush floor open | 7 |  | Extension unit for subfloor installation duct flush floor open, Extension unit for underfloor installation duct flush floor open
EC001926 | EG000005 | Junction unit for subfloor installation duct flush floor open | 6 |  | Junction unit for subfloor installation duct flush floor open, Junction unit for underfloor installation duct flush floor open
EC001929 | EG000005 | Support strip for cover for subfloor installation ducting systems | 7 |  | Cross-piece for underfloor installation ducting systems, Support strip for cover for subfloor installation ducting systems, Support strip for cover for underfloor installation ducting systems
EC001931 | EG000005 | Floor guide profile flush for subfloor installation duct flush floor | 8 |  | Floor guide profile flush for subfloor installation duct flush floor, Floor guide profile flush for underfloor installation duct flush floor
EC001932 | EG000005 | Cover joint seal for subfloor installation duct flush floor | 7 |  | Cover joint seal for subfloor installation duct flush floor, Cover joint seal for underfloor installation duct flush floor
EC001935 | EG000005 | Earth conductor clamp for subfloor installation ducting | 7 |  | Earth conductor clamp for subfloor installation ducting, Earth conductor clamp for underfloor installation ducting
EC001936 | EG021009 | Cable clip for installation duct | 7 |  | Cable clamp, Cable clip for installation duct
EC001937 | EG021009 | Cable protection for installation duct | 8 |  | Cable protection for installation duct
EC001938 | EG021007 | Wall duct | 9 |  | Cable duct, Device installation trunk, Installation duct, Trunking, Wall duct
EC001939 | EG021007 | Tee for wall duct | 7 |  | Base unit, Base unit and cover, Moulded hood, T-piece, Tee for wall duct
EC001940 | EG021008 | Transition piece for skirting duct | 8 |  | Adapter, Conduit inlet, Connection, Junction, Power supply system, Splitter, Transition piece for skirting duct
EC001941 | EG021007 | Installation column | 9 |  | Installation column
EC001942 | EG021009 | Corner duct | 7 |  | Corner duct
EC001943 | EG021009 | Inner corner for corner duct | 7 |  | Base unit, Base unit and cover, Inner corner, Inner corner for corner duct, Moulded hood
EC001946 | EG021009 | End piece for corner duct | 7 |  | End cap, End piece for corner duct, End plate, End terminal, Terminal panel
EC001947 | EG021009 | Tee for corner duct | 7 |  | Base unit, Base unit and cover, Moulded hood, Tee for corner duct
EC001948 | EG021009 | Transition piece for corner duct/trunking | 7 |  | Adapter, Connection, Junction, Moulded hood, Power supply system, Splitter, Transition piece for corner duct / installation duct, Transition piece for corner duct/installation duct, Transition piece for corner duct/trunking, Transition piece for installation tube/installation duct
EC001949 | EG000004 | Bend for mesh cable tray | 7 |  | Bend for mesh cable tray
EC001950 | EG000004 | Insert plate for cable ladder | 8 |  | Base plate, Bottom plate, Housing base, Insert plate for cable ladder
EC001951 | EG000027 | Low voltage cable system | 9 |  | Low voltage cable system
EC001952 | EG000027 | Explosion proof luminaire fixed mounting | 10 |  | Ex-proof luminaire fixed mounting, Explosion proof luminaire fixed mounting
EC001955 | EG000027 | Sign luminaire | 9 |  | Emergency luminaire, Sign luminaire
EC001957 | EG000027 | Emergency luminaire | 10 |  | Emergency luminaire, Transparent
EC001958 | EG000028 | Airport lighting lamp | 7 |  | Airport lighting lamp, Lamp
EC001959 | EG000028 | LED-lamp/Multi-LED | 10 |  | Bulblamp, Candlelamp, Globelamp, LED, LED candle, LED capsule, LED lamp, LED luster, LED spot, LED tube, LED-lamp/Multi-LED, Lamp, Multi LED, Mushroomlamp, Pearlamp, Reflectorlamp, Retrofit lamp, Retrofit-lamp
EC001960 | EG000028 | Neon lamp | 7 |  | Glow lamp, Indicator light complete, Lamp, Neon lamp
EC001961 | EG000030 | Ignition transformer | 7 |  | Converter, Ignition transformer
EC002005 | EG000030 | Test device for emergency power luminaires | 5 |  | Monitoring equipment, Test device for emergency power luminaires
EC002006 | EG000011 | Front panel/patch panel empty (enclosure/cabinet) | 5 |  | Front panel/patch panel empty (enclosure/cabinet), Front panel/patch panel empty (switchgear cabinet), Mounting plate
EC002009 | EG000011 | Condensate drain (enclosure/cabinet) | 5 |  | Condensate drain (enclosure/cabinet), Condensate drain (switchgear cabinet)
EC002018 | EG000012 | Component plug terminal block | 5 |  | Component plug terminal block, Plug, Separating plug
EC002019 | EG020090 | Connection vane/phase spreader | 5 |  | Connecting vane, Connection vane/phase spreader
EC002020 | EG000012 | Shield connection clamp | 6 |  | Clamp, Clamp bracket, Connection clamp, Connection terminal, Fixing clip, Shield connection clamp
EC002021 | EG000012 | Terminal block connector | 7 |  | Adapter, Connector, Pin insert, Terminal block connector
EC002023 | EG021002 | Blind cover for command devices | 6 |  | Blind, Blind cover, Blind cover for command devices, Blind cover for control circuit devices, Blind plate, Covering cap, STOP
EC002024 | EG020090 | Accessories/spare parts for command devices | 8 |  | AS-Interface, Accessories for command devices, Accessories for control circuit devices, Accessories/spare parts for command devices, Actuator, Anti twisting nut, Auxiliary contact, Bottom adapter, Bottom adaptor, Bridge, Cable lugs and connectors, Capacitor block, Card, Clamping plate, Connection block, Contact amplifying bracket, Contact block dummy, Cover ring key switch, DIN-rail-adapter, Diode bloc, Diode block, Diode element, Dust protection cover, Extension, Flashing element, Front frame, Front ring, Front ring for flat mounting, Gasket, Key, Lighting ring, Mounting angle bracket, Mounting bracket, Mounting nut, Mounting plate, Mounting plate push button, Potentiometer holder, Protective collar, R/C element, Reducing ring, Resistor block, Screw ring, Spare part for command devices, Spare parts for command devices, Strengthening plate for push-button
EC002025 | EG020048 | Accessories/spare parts for frequency controller | 8 |  | Accessories for frequency controller, Accessories/spare parts for frequency controller, Application software, Breaking resistance, Breaking unit, Cable, Cap for EMC-filter, Cap for EMV-filter, Cap for breaking resistance, Communication module, Control panel, Cover, Encoder input module, Extension module, Filter, Flange, I/O extension, Input extension, Mounting frame, Mounting set, Output extension, Potentiometer, Protection hood connection terminals, Reactance coil, Relay module, Software tool, Spare part for frequency controller, Spare parts for frequency controller, Splitter
EC002026 | EG021002 | Accessories/spare parts for emergency stop pull cord switch | 8 |  | Accessories for emergency stop pull cord switch, Accessories/spare parts for emergency stop pull cord switch, Cable, Cable eye, Cable mounting, Cable support, Pull cable, Pull cord, Pulley, Rope tensioner, Spare part for emergency stop pull cord switch, Spare parts for emergency stop pull cord switch, Spiral spring, Spring
EC002027 | EG020090 | Accessories/spare parts for overload protection device | 7 |  | Accessories for overload protection device, Accessories for overload protective device, Accessories for overload relay, Accessories/spare parts for overload protection device, Base, Base plate, Bottom plate, Clamp cover, Connecting cable, Contact protection, Contact protection cover, Housing base, Mounting plate, Reset device, Sensor, Shock protection cover, Spare part for overload protection device, Spare parts for overload protection device, Wiring set
EC002029 | EG021002 | Foot and palm switch head element | 5 |  | Foot and palm switch head element, Mushroom
EC002031 | EG021002 | Foot and palm switch enclosure base | 7 |  | Foot and palm switch enclosure base, Housing
EC002032 | EG020092 | Special tool for control circuit devices | 7 |  | Contact element puller, LED puller, Lamp extractor, Lamp puller, Lens puller, Mounting wrench, Special tool for control circuit devices, Straightening wrench
EC002033 | EG021002 | Emergency stop pull cord switch | 7 |  | Emergency stop pull cord switch, Switch
EC002034 | EG021002 | Emergency stop complete | 9 |  | Emergency stop complete, Mushroom
EC002035 | EG020090 | Phase separator for power circuit breaker | 6 |  | Phase separation plate for power circuit breaker, Phase separator for power circuit breaker
EC002036 | EG021002 | Front bezel push button | 6 |  | Frame, Front bezel push button, Front bezel pushbutton, Front ring, Ring
EC002037 | EG020048 | Variable-voltage transformer | 7 |  | Converter, Rotational speed controller, Speed controller, Toroidal core transformer, Variable-voltage transformer
EC002040 | EG021002 | Protective cap for command devices | 7 |  | Cover, Covering cap, Membrane, Protection cap, Protection cover, Protective cap for command devices, Protective cover for command devices, Protective cover for control circuit devices
EC002043 | EG020090 | Chassis part power circuit breaker | 5 |  | Base, Chassis part power circuit breaker, Plug-in end socket, Power supply system
EC002045 | EG020048 | Voltage stabilizer | 8 |  | Constant voltage transformer, Converter, DC-DC converter, Magnetic stabilizer, Stabilization transformer, Stabilizer, Transformer stabilizer, Voltage stabilizer
EC002046 | EG020048 | Voltage measuring transformer | 8 |  | Converter, Power supply transformer, Toroidal core transformer, Voltage measuring transformer
EC002048 | EG020048 | Current transformer | 9 |  | 3-phase current converter set, Attachable current transformer, Cable rebuilding current converter, Converter, Current transformer, Current value transformer, Interface converter, Pipe stick current converter, Single-phase current converter, Summation current transformer, Through-feed current converter, Wound primary current converter
EC002049 | EG020090 | Modification set for power circuit breaker | 5 |  | Modification set for power circuit breaker
EC002050 | EG020090 | Wiring set for power circuit breaker | 6 |  | Wiring set, Wiring set for power circuit breaker
EC002051 | EG020090 | Padlock barrier for switch | 7 |  | Hanging padlock, Interlocking, Key lock, Key padlock, Lock, Padlock, Padlock barrier for switch
EC002052 | EG020090 | Time delay under voltage coil | 5 |  | Delay on de-energization, Release-delay, Time delay under voltage coil
EC002053 | EG000019 | Power direction relay | 5 |  | Power direction relay, Relay
EC002055 | EG000019 | Solid state relay | 8 |  | Relay, Solid state relay
EC002056 | EG000019 | Cooling element for solid state relay | 5 |  | Cooling element for solid state relay
EC002059 | EG000019 | Synchronisation relay | 5 |  | Relay, Synchronisation relay
EC002060 | EG000019 | Timer block | 5 |  | Auxiliary contact block, Auxiliary contact time block, Contact block, Contact time block, Pneumatic block, Pneumatic time block, Time block, Time contact block contactor, Time contact block relays, Timer block
EC002063 | EG020070 | Accessories/spare parts for heating cables | 8 |  | Accessories for heating cables, Accessories/spare parts for heating cables, Aluminium duct tape, Floor mounting grid, Mounting angle bracket, Mounting kit, Repair kit, Spare part for heating cables, Spare parts for heating cables, Temperature controller, Terminal box, Textile duct tape
EC002065 | EG000037 | End cap for fibre optic duct | 7 |  | All-purpose plug, Dowel, End cap, End cap for fibre optic duct, End cap glass fibre tube
EC002066 | EG000037 | Accessories/spare parts for splice cassette | 6 |  | Accessories for splice cassette, Accessories/spare parts for splice cassette, Cover, Pull relief, Spare part for splice cassette, Spare parts for splice cassette, Strain relief
EC002067 | EG000037 | Fibre optic distribution box | 6 |  | Fibre optic distribution box
EC002076 | EG000041 | Microphone rod | 4 |  | Microphone rod
EC002077 | EG000041 | Tripod microphone | 4 |  | Tripod, Tripod microphone
EC002078 | EG020093 | Earth resistance meter | 8 |  | Earth resistance meter, Earth resistance tester
EC002079 | EG020093 | Earth leakage switch tester | 6 |  | Earth leakage switch tester, Test device
EC002080 | EG020093 | Cable fault locator | 6 |  | Cable fault locator, Cable fault meter, Cable knife
EC002081 | EG021000 | Temperature probe | 6 |  | Infrared probe, Probe, Sensor, Temperature probe, Temperature recorder, Temperature sensor
EC002082 | EG000046 | Dust-coat | 6 |  | Dust-coat, Laboratory coat, Medical coat, Occupation clothing, Workwear
EC002083 | EG000046 | Combi vest | 9 |  | Casual vest, Catering vest, Chef's vest, Cold protection, Cold protection vest, Cold store clothing, Cold store vest, Cold weather vest, Combi vest, Combination vest, Cooking clothing, Cord vest, Doctor's vest, Employment vest, Fibre fur vest, Fleece vest, Food clothing, Food vest, Functional vest, General workwear, Guild vest, Occupation clothing, Occupation vest, Operation vest, Protective vest, Roofer vest, Safety vest, Service clothing vest, Steward vest, Undervest, Vest, Warning protection vest, Work vest, Working clothes vest, Workwear
EC002084 | EG000046 | Breathing mask | 7 |  | Breathing mask, Breathing protection, Emergency escape breathing device, Escape device, Escape mask, Evacuation mask, Face mask, Face protection, Filtering escape device, Full face mask, Full mask, Gas mask, Half face mask, Mask, Mouthpiece, Protection mask, Protective mask, Safety mask, Vapor mask
EC002085 | EG000046 | Working trousers | 8 |  | Antistatic dungarees, Antistatic trousers, Arc protection dungarees, Baker clothing, Bib trousers, Canvas trousers, Cargo trousers, Casual clothes, Casual dungarees, Casual trousers, Casual working clothes, Catering clothes, Chef's trousers, Chemical protection clothes, Chemical protection dungarees, Chemical protection trousers, Chemical trousers, Chest wader, Children's trousers, Cleanroom trousers, Cold protection clothes, Cold protection trouser, Cold store clothing, Cold store dungree, Cold store trouser, Cold weather dungarees, Cold weather trousers, Combination dungree, Cooking clothing, Doctor's trousers, Dungree, Employment trousers, Fibre fur dungaree, Fibre fur trousers, Flame protection clothes, Flame protection dungaree, Flame protection trousers, Flame retardant dungarees, Flame retardant trousers, Food clothing, Food dungarees, General workwear, Guild trousers, Heat protection clothes, Heat protection trousers, Jeans dungaree, Lady trousers, Lumberjack dungarees, Lumberjack trousers, Lye protection, Medical shirt, Occupation clothing, Occupation dungarees, Occupation trousers, Pleat-front trousers, Protection trousers, Rain protection dungarees, Rain protection trousers, Roofer trousers, Rubber trousers, Service clothing trousers, Service trousers, Steward trouser, Trousers, Waistband trousers, Warning protection dungarees, Warning protection trousers, Welding protection dungarees, Welding protection trousers, Welding protection waistband trousers, Work dungarees, Work protection trousers, Work trousers, Working clothes trousers, Working trousers
EC002086 | EG000046 | Aid for electrical engineering | 5 |  | Aid for electrical engineering, Data slide line protection, Drawing template, Quick selection disc "Personenschutz", Quick selection disc "personal protection"
EC002087 | EG000046 | Earplug | 8 |  | Banded earplug, Clip ear protection, Disposable ear plug, Ear plug, Ear protection, Ear protection bracket, Ear safety, Earplug, Multi-way ear plug
EC002088 | EG000046 | Shirt | 7 |  | Blouse, Casual clothes, Casual shirt, Casual working clothes, Chemical protection clothes, Chemical protection shirt, Cold protection, Cold protection clothes, Cold protection shirt, Cold store clothing, Cold store shirt, Doctor's shirt, Employment shirt, Fibre fur shirt, Flame proof shirt, Flannel shirt, Food casaque, Food clothing, Guild shirt, Laboratory casaque, Laboratory coat, Lye protection shirt, Medical jacket, Occupation clothing, Occupation shirt, Occupation tunic, Service clothing blouse/shirt, Shirt, Warning protection shirt, Winter shirt, Work shirt, Working clothes shirt
EC002089 | EG000046 | Heat resisting blanket | 6 |  | Ceiling, Flame retardant mat, Heat protection, Heat resisting blanket, Spatter protection blanket
EC002090 | EG000046 | Electrical insulation mat/basin | 8 |  | Covering foil, Electric covering foil, Electric isolation mat, Electrical insulating mat, Electrical insulation mat/basin, Ground covering, Insulation basin, Insulation mat, Insulation mat/basin, Rubber isolated mat, Rubber mat, Storage and factory equipment
EC002091 | EG000046 | Jacket/coat | 6 |  | Antistatic coat, Antistatic jacket, Arc protection jacket, Blazer, Blouson, Blouson jacket, Casual clothes, Casual jacket, Casual parka, Casual working clothes, Catering clothes, Catering jacket, Chef's jacket, Chemical protection clothes, Chemical protection coat, Chemical protection jacket, Chief cook jacket, Children's jacket, Cleanroom jacket, Coat, Cold pilot jacket, Cold protection, Cold protection clothes, Cold protection jacket, Cold store clothing, Cold store jacket, Cold weather coat, Cold weather jacket, Cold weather parka, Cold weather pilot jacket, Cooking clothing, Employment blazer, Employment jacket, Fibre fur jacket, Fire protection coat, Fire protection jacket, Flame protection clothes, Flame retardant coat, Flame retardant jacket, Fleece jacket, Food clothing, Food coat, Guild clothes, Guild jacket, Heat protection clothes, Heat protection coat, Heat protection jacket, Image cooking jacket, Jacket, Jacket/coat, Jeans jacket, Laboratory coat, Long jacket, Lumber, Lumberjack jacket, Lye protection jacket, Occupation clothing, Occupation coat, Occupation gowns, Occupation jacket, Parka jacket, Protection coat, Protection jacket, Protection jacket/coat, Rain protection coat, Rain protection jacket, Rubber jacket, Service clothing jacket, Service clothing parka, Underjacket, Waistband jacket, Warning protection jacket, Warning protection parka, Welding protection blouson, Welding protection jacket, Welding protection waistband jacket, Work coat, Work jacket, Work parka, Work protection coat, Workwear
EC002092 | EG000046 | Ear muff | 9 |  | Capsule hearing protection, Ear muff, Ear muff headband, Ear protection, Ear protection capsule, Ear protector, Electronically hearing protection, Hearing protection, Hearing protector
EC002093 | EG000046 | Leg/knee protection | 8 |  | Foot protector, Knee pads, Knee protection, Knee protector, Kneecap, Leg protection, Leg protector, Leg warmer, Leg/knee protection, Lumberjack legging, Shin protector, Thigh protector, Workwear
EC002095 | EG000046 | Overall/safety suit | 8 |  | Antistatic overall, Boiler suit, Chemical full protection suit/overall, Chemical protection, Chemical protection clothes, Chemical protective coverall, Cleanroom overall, Cold protection, Cold protection clothes, Cold protection overall, Cold store clothing, Cold store overall, Cold weather overall, Combi, Combination, Coverall, Disposable coverall, Disposable over all, Disposable overall, Fibre fur overall, Flame protection clothes, Flame retardant overall, Gas tight suit, Heat protection clothes, Heat protection overall, Liquid tight suit, Lye protection, Lye protection suit, Occupation clothing, Over all, Over pressure suit, Overall, Overall/safety suit, Rain protection overall, Safety suit, Sand blasting protection overall, Splash suit, Spray tight suit, Underoverall, Varnisher protection suit, Warning protection overall, Welding clothing, Welding coverall, Welding over all, Welding overall, Welding protection, Welding protection combination, Welding protection overall, Work clothing, Work overall, Work protection overall, Workwear
EC002097 | EG000046 | Pullover | 7 |  | Casual pullover, Casual sweatshirt, Cold protection clothes, Cold protection pullover, Cold store clothing, Cold store pullover, Occupation clothing, Pullover, Service clothing pullover, Winter pullover, Work pullover, Work sweatshirt
EC002098 | EG000046 | Protective glasses | 7 |  | Dust glasses, Eyeglasses, Glasses, Protection glasses, Protection spectacles, Protective glasses, Protective spectacles, Safety glasses, Safety spectacles, Single lens spectacles, Specs, Spectacles, Twin lens spectacles
EC002099 | EG000046 | Protective glove | 9 |  | 5-finger, Anti vibration glove, Antiradiation protection glove, Chain protection glove, Chemical glove, Chemical protection glove, Cold protection glove, Cotton glove, Disposable glove, Disposable safety glove, Drybox glove, Electro protection glove, Foil glove, Foil protection glove, Glove, Heat glove, Heat protection glove, Household glove, Household protection glove, Isolated glove, Latex glove, Latex protection glove, Leather glove, Lye glove, Lye protection glove, Mitten, Protection glove, Protection glove, mechanic, Protective glove, Rubber glove, Safety glove, Three-fingers glove, Welding glove, Welding protection glove, Winter glove, Work glove, Work protection glove
EC002100 | EG000046 | Protective helmet | 8 |  | Bump cap, Canal worker helmet, Construction helmet, Electricity helmet, Head protection, Helmet, Lumberjack combi suit, Lumberjack helmet, Protection helmet, Protective helmet, Safety helmet
EC002103 | EG000046 | Facial shield | 9 |  | Face guard, Face protector, Face shield, Facial guard, Facial protection, Facial protector, Facial shield, Forest screen, Occupation clothing, Safety face shield, Safety screen, Welding protection shield, Workwear
EC002104 | EG000046 | Footwear | 8 |  | Athletic shoe, Boot, Caster boot, Clog, Cold protection boot, Cold protection footwear, Footwear, Gym shoe, Gymnastic shoe, Low shoe, Occupation shoe, Protective boot, Protective booth, Protective shoe, Rubber boot, Safety boot, Safety footwear, Safety shoe, Sandal, Shoe, Sneaker, Trainer, Work shoe, Workwear
EC002107 | EG000046 | Dust-mask | 8 |  | Breathing mask, Breathing protection, Coarse dust mask, Disposable mask, Dust filter, Dust-mask, Filter, Fine-dust mask, Half mask, Particle filtering semi mask
EC002108 | EG000046 | Inner glove | 4 |  | Cotton glove, Glove, Inner glove
EC002109 | EG020042 | Wire stripper pliers | 8 |  | Cable cutter, Cable stripping tool, Electronic wire stripper, Electronic wire stripper pliers, Fiberglass stripper, Pliers, Stripper, Stripping tool, Wire cutter, Wire stripper knife, Wire stripper pliers
EC002110 | EG020092 | Pulley puller | 7 |  | Asssembly fork, Ball bearing extractor, Ball joint puller, Battery clamp puller, Battery puller, Cartridge hook, Dismantling fork, Dismantling/assembly fork, Drive shaft puller, Extractor, Impact bearing puller, Internal extractor, Internal pulling-off device, Puller, Puller for automotive, Pulley puller, Steering-wheel puller, Take-off device, Three-arm puller, Universal puller, Wheel-hub puller
EC002111 | EG010110 | Square | 7 |  | Angle, Carpenter's square, Precision angle, Square
EC002112 | EG020060 | Axe | 7 |  | Axe, Block splitter, Hatchet, Normal axe, Plaster axe, Splitting wedge, Splitting wedge / Splitter, Wood axe, Woodsplitting hammer
EC002113 | EG020030 | Drawing cover | 5 |  | Drawing cover, Label bag, Label protective foil, Protection film, Protection film for label, Protective barrier
EC002118 | EG020043 | Bit holder | 7 |  | Bit adapter, Bit holder, Holder for bits, Holder for driller blades, Magnetic bit holder, Magnetic holder, Magnetic socket holder, Socket holder, Universal bit holder
EC002119 | EG020043 | Bit screwdriver | 8 |  | Bit screwdriver, Screwdriver, Screwdriver for bit
EC002120 | EG020043 | Bit set | 10 |  | Bit, Bit assortment, Bit ratchet set, Bit set
EC002121 | EG020085 | Hole punch set | 8 |  | Hole punch, Hole punch set
EC002122 | EG020085 | Snips | 8 |  | American scissors, Band iron scissors, Band shear, Berlin scissors, English shear, Facon scissors, Figure punching shear HSS, Figure scissors, Figure shear, Figure shear HSS, Goldsmith scissors, HSS-high-performance shear, HSS-shear, Hand shear, Hand-held sheet metal shear, High-performance shear, Hole scissors, Ideal scissors, Ideal shear, Ideal shear HSS, Ideal shear HSS-TIN, Jeweller shear, Lyon scissors, Metal shears, Pelican scissors, Plate steel universal scissors, Scissors, Scroll scissors, Shape cutting punch snip, Shears, Sheet metal shear, Small sheet metal shear, Snip, Snips, Straight cutting snip, Universal figure scissors, Universal scissors
EC002123 | EG020030 | Lead pencil | 6 |  | Colored pencil, Coloured pencil, Crayon, Lead pencil, Masonry pen, Pin, Retractable pencil
EC002124 | EG020042 | Blind rivet pliers | 6 |  | Blind rivet nut tong, Blind rivet pliers, Draper hand riveter, Hand riveting tong, Lazy tong handriverter, Lever riveting tool, Pop rivet device, Pop rivet pistol, Pop rivet pliers
EC002125 | EG020053 | Drill holder | 7 |  | CNC drill chuck, CNC short dill chuck, Double jaw chuck, Drill chuck keyless, Drill chuck shank, Drill chuck with key, Drill holder, Quick-change chuck, Short drill chuck, Taper mandrel drill chuck, Three-jaw short lathe chuck, Triple jaw chuck
EC002126 | EG020053 | Accessories/spare parts for drill holder | 7 |  | Accessories for drill holder, Accessories/spare parts for drill holder, Arbor, Drill holder key, Holding shaft, Reducing sleeve for drill chuck, Reducing sleeve for drill shaft, Spare part for drill holder, Spare parts for drill holder, Straight arbor, Taper drift, Taper shank arbor
EC002127 | EG021001 | Bellows for drill hole | 6 |  | Bellows for drill hole, Bore hole blower
EC002128 | EG010110 | Mounting/drill template installation boxes | 7 |  | Drilling template, Mounting/drill template installation boxes, Template
EC002129 | EG021001 | Crowbar | 9 |  | Bending bar, Crowbar, Demo bar, Demolition bar, Demolition tool, Offset pin, Pry bar, Prybar, Wrecking bar
EC002130 | EG020043 | Spanner | 8 |  | Double open-end wrench, Key, Light technical accessories for floodlight, Open-ended spanner, Open-ended wrench, Pronged wrench, Single open-end wrench, Slogging open-end wrench, Spanner, Wrench
EC002131 | EG021004 | Wire brush | 8 |  | Brass brush, Brush, Copper brush, File brush, Hand brush, Handstick brush, Stainless steel brush, Steel wire brush, Wire brush
EC002132 | EG020043 | Momentum wrench | 7 |  | Electronic momentum screw driver, Electronic momentum wrench, Electronic torque wrench, Key, Momentum screwdriver, Momentum wrench, Torque screwdriver, Torque tester, Torque tool, Torque wrench
EC002133 | EG020043 | Tommy bar for box spanner | 8 |  | Cascade tommy bar, Key, Tommy bar, Tommy bar for box spanner
EC002134 | EG020060 | Drift punch | 7 |  | Drift punch, Mounting drift punch, Pin punch, Punch, Riveting, Setting punch, Splint punch
EC002135 | EG020043 | Setting tool for anchor sleeve | 6 |  | Expander tool, Expander tool for drive-in anchor, Expander tool with hand guard, Setting tool for anchor sleeve, Setting tool for expanding plugs, Tamp tool for anchor sleeve
EC002136 | EG020010 | Ground drill | 5 |  | Drill, Ground drill
EC002137 | EG010110 | Scribe tip | 6 |  | Scribe, Scribe tip, Spare needle for scriber, Spare scribe, Spare scribe tip
EC002138 | EG020082 | Paint roller | 8 |  | Lacquering roller, Lamb's wool roller, Paint roll, Paint roller, Radiator roll, Roller
EC002140 | EG021004 | File/rasp | 9 |  | Band saw file, Block file, Body file, Cabinet file, Cabinet rasp, Carbid metal file, Chain saw sharping device, Chain saw sharping gauge, Chainsaw file, Circular saw file, Contact file, Diamond file, Diamond ripple file, Escapement file, File, File rasp, File/rasp, Fine saw file, Flat dull file, Flat file, Flat taper file, Hand file, Installer file, Key file, Knife file, Milled file, Mobile phone file, Mobile phone rasp, Needle file, Pillar file, Precision file, Rasp, Riffling file, Round file, Saw file, Sculptor file rasp, Semi round file, Square file, Thread file, Three-square file, Triangular file, Universal file, Wood file, Wood rasp, Wooden rasp, Workshop file
EC002141 | EG021004 | File handle | 8 |  | File accessory, File cover, File haft, File handle, File hilt, File holder, Handle, Wooden handle
EC002142 | EG021001 | Nail gun (gas driven) | 9 |  | Gas nailer, Nail gun, Nail gun (gas driven), Nail gun (gas powered)
EC002143 | EG020085 | Angle saw case | 6 |  | Angle saw case, Bevel mitre
EC002144 | EG020054 | Angle clamp | 6 |  | Angle clamp, Belt tensioner, Clamp, Clip, Corner clamp, Frame tensioner, Glue clamp, Metal angle tensioner, Mitre clamp, Mitre cramp, Mitre welding clamp, Welding clamp, Wood angle clamp, Wooden mitre clamp
EC002145 | EG010110 | Angle gauge | 7 |  | Angle, Angle gauge, Angle mitre, Block angle, Flanging angle, Mitre angle, Mitre square, Octagonal angle, Scribing square
EC002146 | EG020046 | Scaffold | 7 |  | Bracket scaffold, Mobile scaffold, Scaffold, Small scaffolding unit, Stage, Wide scaffold, Work platform, Working scaffold
EC002148 | EG020042 | Grip pliers | 8 |  | Clamp pliers, Grip pliers, Grip wrench, Parallel grip pliers, Parallel grip wrench, Pipe wrench, Pole grip pliers
EC002149 | EG020085 | Nibbler (hand) | 7 |  | Hand nibbler, Metal shears, Nibbler, Nibbler (hand), Nibbler with cutter, Sheet metal working tool
EC002150 | EG019810 | Hand broom | 7 |  | Hand broom
EC002151 | EG020043 | Handle for socket spanner | 9 |  | Drive handle, Driving part, Flex handle, Handgrip, Handle, Handle for socket spanner, Handle for socket wrench, Handle for sockets, Outer square cross-handle, Outer square handle, Slide handle, Sliding T bar, Sliding T-bar, Sliding handle for socket spanner, Sliding handle for socket wrench, Sliding handle for sockets, Swivel handle, T-handle
EC002152 | EG020085 | Handsaw blade | 7 |  | Accessories for handsaws, Blade, Blade for mitre saw, Fine saw blade, Flush saw blade, Fresh wood saw blade, Fret saw blade, Hacksaw blade, Handsaw blade, Immersion saw blade, Metal saw blade, Mitre saw blade, Plastic saw blade, Pruning saw blade, Saw blade, Saw blade for metal, Saw blade for plastic, Saw blade for stainless steel, Saw blade for wood, Sawing machine blade, Step saw blade, Tree saw blade, Wood saw blade
EC002153 | EG010320 | Hoist sling | 8 |  | Conveyor system, Hoist belt, Hoist sling, Hoist wire, Hoisting wire, Lifting belt, Lifting belt tool, Lifting sling, Lifting strap, Rope sling, Round sling, Sling rope, Wire robe hanger, Wire rope loop
EC002154 | EG020043 | Hexagonal screwdriver | 8 |  | Allen screwdriver, Ball-ended hex driver, Hexagon screwdriver, Hexagonal screwdriver, Pin screwdriver
EC002155 | EG020086 | Tapping drill | 8 |  | Combi drill tap, Cut-in thread milling cutter, Drain pipe threads, Gas tap, Gas thread tap, HSS-combi, Hand metal thread drill, Hand tap, Incision tap bit, Machine nut tap, Machine tap, Machine thread former, Machine thread milling cutter, Manual tap, Millimeter tap, PG-thread machine tap, PG-wire hand tap, Screw tap, Tap, Tap metric thread, Tapping drill, Thread drill bit, Thread tool, Threaded hand tap, Threaded tap
EC002156 | EG020085 | Deburrer | 7 |  | Chamfering tool for pipes, Cutter, Deburrer, Deburring countersinker, Deburring cutter for pipe, Free device, Hand-held deburring tool, Holes enlarger, Indoor/outdoor pipe cutter, Keyway deburring tool, Length deburrer, Pipe beveler, Pipe beveling tool, Pipe chamfer tool, Pipe cutter, Pipe deburrer, Pipe reamer, Reamer, Reamer/deburrer, Spiral reamer, Tube beveling tool, Tube chamfering tool, Tube trimmer
EC002157 | EG020043 | Socket spanner for in-hexagonal | 8 |  | Bit for hexagonal screws, Bit for in-hexagonal, Insert for hexagonal, Insert for in-hexagonal, Socket driver hexagonal, Socket for in-hexagonal, Socket spanner for in-hexagonal, Socket wrench for in-hexagonal
EC002158 | EG020043 | Robertson screwdriver | 7 |  | Hand screwdriver, Inner square screwdriver, Internal square screwdriver, Robertson screwdriver
EC002159 | EG010110 | Inspection mirror | 6 |  | Examination mirror, Inspection mirror, Mirror, Telescope inspection mirror
EC002160 | EG020097 | Cable pulling pump | 5 |  | Cable pulling device, Cable pulling pump, Pump
EC002161 | EG020097 | Cable stocking | 9 |  | Cable stocking
EC002162 | EG020043 | Universal joint for socket spanner | 9 |  | Cardan joint, Cardan joint for sockets, Universal joint, Universal joint for socket spanner, Universal joint for socket wrench, Universal joint for sockets
EC002163 | EG021001 | Caulking gun | 8 |  | Caulking gun, Force pump, Gun, Mastic gun, PU foam gun, Press gun, Press pump, Pump, Sealant gun, Spray gun, Tubular bag gun
EC002164 | EG019810 | Dust pan | 7 |  | Dust pan, Sheet metal, Shovel
EC002165 | EG020016 | Folding trestle | 7 |  | Folding trestle, Horse scaffold, Tri stand pipe holder
EC002166 | EG020042 | Pincer | 7 |  | Bending pliers, Car body pliers, Edge pliers, Farmer pliers, Farriers pincer, Farriers' pincers, Gripping pliers, Horse shoeing pliers, Pincer, Pincers, Pliers, Plumber pincers, Shoeing pliers, Tear-off pliers for vehicle bodywork
EC002167 | EG010110 | Centre punch | 9 |  | Automatic centre punch, Center point, Center punch, Centre point, Centre punch, Hard metal corn, Rivet head maker, Rivet setter
EC002168 | EG020010 | Pickaxe | 7 |  | Adze, Bow draught pick, Chisel plough, Clay pick, Cross hoe, Cuffel hoe, Cultivator, Danish draw pick, Double hoes, Double pick, Drawbar, Dung pick, Ground pick, Harz crown pick, Hoopoe pick, Manure hoe, Pickaxe, Potatoe pick, Root out pick, Small pick, Weeds pick
EC002169 | EG020043 | Socket spanner for crosshead screws | 8 |  | Bit socket, Insert, Screw driver bit socket, Screw-driver bit socket, Socket for crosshead screws, Socket spanner for crosshead screws, Socket wrench for crosshead screws
EC002170 | EG020043 | Speed brace for socket spanner | 7 |  | Crank for sockets, Crank with external square, Outer square crank handle, Outer square handle, Speed brace, Speed brace for socket spanner, Speed brace for socket wrench, Speed brace for sockets
EC002171 | EG021004 | Varnish stripper | 6 |  | Pulley puller, Stripper, Varnish stripper, Varnish stripping tweezers
EC002172 | EG020090 | Lamp extractor | 5 |  | Lamp extractor
EC002173 | EG020054 | Machine vice | 7 |  | Bench-vice, CNC high-pressure clamp, Clamping angle, Clamping plate, Compact tensioner, Drilling machine vice, High-pressure clamp, Machine vice, Multiple stretching system, Power tensioner
EC002174 | EG010110 | Measuring tape | 8 |  | Capsule measuring tape, Filling level measuring tape, Glass fibre tape measure, Grip measuring tape, Internal measuring tape, Measuring tape, Meter tape, Plastic measure tape, Pocket measuring tape, Reel tape, Roll measuring tape, Special measuring tape, Tape, Tape centimeter, Tape measure, Tape-measure, Tapeline, Window tape measure
EC002175 | EG020043 | Cross spanner | 7 |  | Cross key, Cross spanner, Key, Multi fitting key, Multi fitting spanner, Plumber wrench, Universal cross key
EC002176 | EG020043 | Combination spanner | 9 |  | Combination ratchet spanner, Combination spanner, Combination swivel head spanner, Combination swivel head wrench, Combination wrench, Key, Open end socket spanner, Open end socket wrench, Open-end ring ratchet spanner, Ring ratchet spanner, Ring ratchet wrench
EC002177 | EG020082 | Brick trowel | 7 |  | Berlin plunging trowel, Brick trowel, Finisher, Joint trowel, Plaster trowel, Rooflayer's trowel, Tongue trowel, Trowel
EC002178 | EG020030 | Ruler | 8 |  | Aluminium ruler, Aluminum rod, Aluminum rule, Edge ruler, Flat ruler, Levelling staff, Marking ruler, Measuring stick, Notch straight edge, Parallel ruler, Plastic ruler, Ruler, Stainless steel ruler, Steel rule, Steel ruler, Steel scale, Wooden ruler, Work ruler, Work scale, Yardstick
EC002179 | EG010110 | Measuring wheel | 7 |  | Measuring wheel, Odometer
EC002180 | EG020042 | Fencing pliers | 6 |  | Fencing pliers, Pincers, Power mechanic's nipper, Rabitz-type pliers, Rebar tying pliers
EC002181 | EG000059 | NH-fuse extraction handle | 5 |  | Handgrip, NH-fuse extraction handle, Plug-in grip
EC002182 | EG020016 | Oil canister | 7 |  | Hand oiler, Oil can, Oil canister, Oil spray, Oil supply can, Oilcan, Oiler
EC002183 | EG021003 | Pipe vice | 7 |  | Bench chain vise, Chain clamp assembly, Chain vise, Pipe holder, Pipe vice, Pipe vise, Stand chain vise, Tri stand pipe holder, Yoke vise
EC002184 | EG020042 | Sealing pliers | 6 |  | Sealing pliers
EC002185 | EG019810 | Cleaning cloth | 9 |  | Cleaning cloth, Cleaning rag, Laboratory cloth, Wet wipe, Wiping cloth
EC002186 | EG020043 | Adaptor for socket spanner | 8 |  | Adapter for socket spanner, Adapter for socket wrench, Adapter for sockets, Adaptor for bits, Adaptor for socket spanner, Adaptor for sockets, Bit adaptor, Reduction piece, Square connection, Transition piece
EC002187 | EG010110 | Scribe | 7 |  | Ball pen, Ball pen scribe, Ball point scribe, Needle, Right-angled scribe, Scribe, Scriber, Scribing height gauge, Straight scribe
EC002188 | EG020043 | Ring spanner | 9 |  | Double ended ring spanner, Double ended wing wrench, Double ring wrench, Double-end ratchet ring spanner, Fork box-end ratchet wrench, Key, Open ring spanner, Open ring wrench, Ratchet combination wrench, Ring spanner, Ring wrench, Single ring wrench, Slugging combination wrench, Socket wrench, Spanner, Wrench
EC002189 | EG021003 | Pipe spring | 7 |  | Copper tube bending device, Hand pipe bender, One-hand tube bender, Pipe bending device, Pipe spring
EC002190 | EG020085 | Pipe shears | 7 |  | Pipe shears, Plastic cutter, Plastic scissors, Plastic tube shear, Shears
EC002191 | EG020043 | Tubular box spanner | 8 |  | Double head box spanner, Key, Pipe socket wrench, Spanner, Tubular box spanner, Tubular box wrench
EC002192 | EG020043 | Adjustable spanner | 8 |  | Adjustable angle-head wrench, Adjustable spanner, Adjustable wrench, Bahco, Fit-all, Key, Monkey wrench, Shifter, Shifting adjustable, Shifting spanner, Shifting wrench
EC002194 | EG020010 | Shovel | 6 |  | Bavarian shovel, Curved shovel, Frankfurt showel, Garden shovel, Hallenser shovel, Shovel
EC002195 | EG020053 | Hand protector for chisel | 7 |  | Chisel hand protection, Hand protector for chisel, Handgrip
EC002196 | EG021004 | Sand paper/emery cloth | 9 |  | Emery cloth, Emery paper, Emery sheet, Finishing paper, Flintpaper, Grinding fleece disc, Grinding fleece strip, Grinding roller, Grinding sheet, Polishing paper, Sand paper/emery cloth, Sanding, Sanding cloth, Sanding paper, Sanding sheet, Sandpaper, Sandpaper set, Self-adhesive disc, Sheet material, Texture grinder wheel, Waterproof sanding paper, Wet-grinding paper
EC002197 | EG020043 | Socket spanner for slot head screws | 7 |  | Bit socket for slotted head screws, Insert, Screwdriver bit socket, Socket for slot head screws, Socket spanner for slot head screws, Socket wrench for slot head screws
EC002198 | EG021003 | Thread cutting die | 9 |  | Automat threading die, Bell threading die, Button dies, Cutting plate, Die nut, Hex die nut, Hexagon die nut, Round die, Thread cutting die, Thread tool, Threading die
EC002199 | EG020054 | Bench-vice | 8 |  | Bench-vice, Parallel vice, Precision mechanic screw clamp, Precision vice, Rotary clamp, Vice, Vice tool
EC002200 | EG020054 | Glue clamp | 7 |  | All-steel clamp, All-steel lever clamp, All-steel screw clamp, Aluminium clamp, Aluminium screw clamp, Aluminum mini clamp, Auxiliary clamp, Bar clamp, Body clamp, C edge clamp, C-clamp, C-edge clamp, C-edge screw clamp, C-screw clamp, C-steel screw clamp, Carpenter clamp, Cast clamp, Cast screw clamp, Clamp, Clip, Corpus clamp, Corpus screw clamp, Corpus tensioner, Deep throat screw clamp, Diagonally clamp, Die casting screw clamp, Eccentric clamp, Eccentric screw clamp, Edge clamp, Edge fix, Edge screw clamp, Fad clamp, Fad screw clamp, Fad vice, Fret saw clamp, Front side clamp, Glue clamp, Gripper arm clamp, Gripping clamp, High performance clamp, High-performance clamp, High-performance screw clamp, Household clamp, Lever clamp, Locking clamp, Locking screw clamp, Locksmith clamp, Mitre clamp, One-hand clamp, One-hand edge clamp, One-hand fast spring clamp, One-hand lever clamp, One-handed clamp, Parallel screw clamp, Plastic clamp, Plastic screw clamp, Pole welding clam, Pressure die-casting clamp, Quick release clamp, Rafter clamp, Screw clamp, Screw tensioner, Steel construction clamp, Surface clamp, Surface screw clamp, Table clamp, Tension clamp, Timber clamp, Tinkerer clamp, Tinkerer screw clamp, Toggle clamp, Toggle screw clamp, Vibrating table clamp
EC002201 | EG020024 | Wheelbarrow | 6 |  | Concrete barrow, Wheelbarrow
EC002202 | EG020054 | Vice plate for bench-vice | 7 |  | Clamping jaws, Clamping plate, Jaws, Pipe and protection jaws, Prism jaw for vice, Protection plate, Vice plate, Vice plate for bench-vice, Vice protection jaws
EC002203 | EG020043 | Socket for hexagonal nuts | 8 |  | Hand socket wrench insert, Impact socket, Impact socket for srew driver, Insert, Insert for hexagonal nuts, Socket, Socket for hexagonal nuts, Socket for nuts
EC002204 | EG010320 | Winch | 9 |  | Anchor winch, Fishing winch, Rope winch, Self tailing winch, Tow/anchor winch, Winch, Winch (hand operated), Wire/rope winch
EC002205 | EG010320 | Hoist | 10 |  | Chain, Chain hoist, Conveyor system, Cordage, Electric hoist, Electro hoist, Fibre ribbon, Grip hoist, Hand hoist, Hand lever, Hand pulley, Hoist, Lever hoist, Lever tension pull, Pull elevator, Pulley, Span hoist, Wire hand hoist, Wire rope
EC002206 | EG010320 | Hoist chain | 9 |  | Chain, Hoist chain, Load chain
EC002207 | EG010110 | Plumb bob | 6 |  | Plumb bob
EC002208 | EG020010 | Spade | 6 |  | Construction spade, Garden spade, Spade
EC002209 | EG020043 | Socket spanner set | 8 |  | Double socket wrench set, Double-end socket spanner set, Hexagonal sockets, Impact sockets, Massive socket wrench set, Nut driver set, Nut drivers, Plug-in tool set, Ratchet box, Socket set, Socket spanner, Socket spanner set, Socket wrench set, Sockets for screwdriver, Torx sockets
EC002210 | EG020043 | Hexagonal key set | 8 |  | Allen key, Allen key set, Allen wrench set, Angle head key set, Cross handle key set, Curved head key set, Hex head key set, Hexagonal key, Hexagonal key set, Key set, Pin-face wrench set
EC002211 | EG021003 | Siphon pliers | 6 |  | Siphon pliers
EC002212 | EG020085 | Plate shear | 5 |  | Building industry shear, Flat steel shear, Long blade scissors, Plate shear, Plate steel scissors, Sheet steel shear
EC002213 | EG020043 | Socket spanner for Torx screws | 8 |  | Bit for Torx screws, Insert for torx screws, Socket, Socket for Torx screws, Socket for protruding torx screws, Socket for recessed torx screws, Socket spanner for Torx screws, Socket wrench for Torx screws
EC002214 | EG020043 | Torx wrench | 8 |  | Double hex key, Double hex wrench, Key, Ribe key, Ribe wrench, Torx key, Torx wrench, Twelve side key, Twelve side wrench
EC002215 | EG020016 | Funnel | 7 |  | Funnel, Hopper
EC002216 | EG020046 | Stepladder | 8 |  | Hinged step, Ladder, Platform ladder, Step, Stepladder, Working platform
EC002217 | EG010320 | Hoist block/pulley | 7 |  | Block, Hoist block, Hoist block/pulley, Pulley, Roller, Rope pulley
EC002218 | EG020043 | Ratchet | 8 |  | Bit ratchet, Construction ratchet, Drive connector square, Fine tooth rachet, Flexible ratchet, Lever ratchet, Ratchet, Ratchet for sockets, Reversible ratchet, Through ratchet
EC002219 | EG020043 | Extension piece for screw bit | 8 |  | Bit extension, Extension piece, Extension piece for screw bit
EC002220 | EG020043 | Extension bar for socket spanners, spanners and ratchets | 8 |  | Extension, Extension bar for ratchet, Extension bar for ratchets, Extension bar for ring spanner, Extension bar for socket spanners, spanners and ratchets, Extension bar for socket wrench, Extension bar for socket wrenches, Extension bar for socket wrenches, spanners and ratchets, Extension bar for sockets, Extension bar for sockets, spanners and ratchets, Extension bar for spanner, Extension bar for spanners, Extension piece, Extension tube, Impact extension, Socket wrench extension, Universal extension
EC002221 | EG020052 | Padlock | 7 |  | Code lock module, Combination lock, Container lock, Cylinder padlock, Discus padlock, Lock, Padlock, Safety lock
EC002222 | EG020042 | End cutting pliers | 8 |  | Bolt end cutting nippers, Cutting pliers, End cutting plier, End cutting pliers, Jack Cutter, Lever end cutter, Lever wire cutter, Leverage End Cutting Pliers, Nipper, Pincer, Pincers, Power front cutter
EC002223 | EG021003 | Washstand pliers | 7 |  | Basin nut pliers, Basin nut wrench, Basin pliers, Basin wrench, Fitting pliers, Fittings wrench, Gripping pliers, Washstand pliers
EC002224 | EG010340 | Workbench | 8 |  | Combination workbench, Folding workbench, Mobile work bench, Mobile workbench, Work bench, Work desc, Work table, Workbench, Working table
EC002225 | EG000046 | Tool belt | 6 |  | Tool belt
EC002227 | EG021003 | Tap wrench | 8 |  | Accessories/spare parts for tapping drill, Adjustable wrench, Bar wrench, Double-end adjustable tap wrench, Extension, Mini tap handle, Ratcheting T-handle, Reamer wrench, T-handle tap wrench, Tap wrench, Tapping drill holder
EC002228 | EG020042 | Circlip pliers | 7 |  | Circlip pliers, External ring fuse tongs, Internal ring fuse tong, Pliers, Pliers for circlips, Snap ring pliers
EC002229 | EG010110 | Compasses | 7 |  | Caliper, Compass, Compasses, Divider, Gripping divider, Hole divider, Inside caliper, Internal circle, Outer circle, Pair of compasses
EC002230 | EG020053 | Adaptor SDS-drill | 9 |  | Adapter, Adapter SDS-drill, Adaptor SDS-drill, Holding shaft, Recording, Recording shaft, Reducer, Reduction piece
EC002231 | EG020053 | Drill chuck adaptor for core drill bit | 9 |  | Arbor, Cylinder shank receptacle, Drill arbor, Drill chuck adaptor for core drill bit, Drill chuck adaptor for hole saw, Holding shaft
EC002232 | EG020053 | Drill chuck adaptor for hole saw | 8 |  | Arbor, Drill arbor, Drill chuck adaptor for hole saw, Holding shaft, Mounting shank for holesaw
EC002234 | EG021004 | Rotating steel brush | 9 |  | Brush, Cone brush, Corrugated bevel brush, Corrugated cup brush, Corrugated round brush, Decarbonize brush, End brush, Knotted bevel brush, Knotted cup brush, Knotted round brush, Rotary cleaning brush, Rotating steel brush, Shaft round brush, Steel wire brush, Structuring brush, Surface scrubber, Wood structuring brush
EC002235 | EG020086 | Wall chaser disc | 9 |  | Groove dutting disc, Wall chase, Wall chaser disc, Wall grooving disc, Wall milling disc, Wall trencher disc
EC002237 | EG020053 | Circular saw blade | 8 |  | Circular saw blade, Circular saw-blade, Cutting saw, Saw blade, Saw blade for circular saw
EC002238 | EG000061 | Soldering gun | 5 |  | Electric soldering iron, Electric soldering pistol, Soldering gun
EC002239 | EG020053 | Sabre saw blade | 9 |  | Reciprocating saw blade, Reciprocating saw blade set, Saber saw blade, Saber saw blade set, Sabre saw blade, Sabre saw blade set, Saw blade
EC002240 | EG020033 | Punching machine | 6 |  | Hand punch, Hand punching machine, Lever punch, Manual punching machine, Punching machine, Table punch machine
EC002241 | EG020053 | Drill stand | 8 |  | Diamond drilling stand, Drill stand, Tripod
EC002242 | EG020053 | Jig saw blade | 9 |  | Jig saw blade, Jig saw blade set, Jigsaw blade, Jigsaw blade set, Saw blade, Saw blade for jigsaw
EC002243 | EG020033 | Table drilling machine | 7 |  | Geared drilling machine, Geared rack drilling machine, Pillar drill, Table drilling machine
EC002244 | EG020041 | Table circular saw machine, semi-stationary (electric) | 7 |  | Circular saw, Circular saw machine, Cut-off sawing machine, Mitre saw, Table circular saw machine, Table circular saw machine, semi-stationary (electric), Table sawing machine
EC002245 | EG020033 | Bench grinder | 7 |  | Belt sander, Bench grinder, Disc belt grinding machine, Double grinder, Table grinder
EC002246 | EG020086 | Centre drill | 7 |  | Center drill, Centre drill, Drill, Drill tool, NC center drill, NC centre drill, Tapping device
EC002247 | EG000013 | Handicapped person element for domestic switching devices | 9 |  | Buzzer, Complete set, Control panel, Control panel/display unit, Display unit, Handicapped person element for domestic switching devices, Mounting set pull cord, Power supply unit, Pull contact, Pull cord, Regulating combination, Reset contact, Room luminaire, Room luminaire/buzzer, Signalling set
EC002248 | EG000013 | Mounting for labelling material | 6 |  | Clip, Holder for marking material, Marking material holder, Mounting for labelling material
EC002249 | EG000013 | Infrared switch | 6 |  | Adapter plug, Infrared switch, Plug adapter, Switch
EC002250 | EG000013 | Transition adaptor for domestic switching devices | 9 |  | Adapter, Cover frame, Designadapter, Elevation ring, Transition adapter for domestic switching devices, Transition adaptor for domestic switching devices
EC002251 | EG000013 | Central-element clinic-installation | 6 |  | Central cover plate, Central-element clinic-installation
EC002252 | EG000032 | Circuit board for bus system | 4 |  | Circuit board for bus system, Mounting plate, Nikobus
EC002253 | EG000032 | Touch rocker for bus system | 10 |  | EIB touch rocker, KNX touch rocker, Nikobus, Push button, Rocker, Touch rocker for bus system
EC002254 | EG000047 | Cable insulation hose | 7 |  | Cable insulation hose, Insulation tube, Protective hose
EC002255 | EG020093 | Test plug terminal block | 6 |  | Banana plug, Plug, Test adapter, Test plug terminal block
EC002257 | EG000002 | Connection bend for installation tubes | 6 |  | Connection bend for installation tubes
EC002258 | EG000002 | Ground mounting for cable protection tubes for underground application | 6 |  | Bottom plate, Floor fastening, Floor plate, Ground mounting for cable protection tubes, Ground mounting for cable protection tubes for underground application
EC002259 | EG000002 | Cable exit for cable protection tubes for underground application | 7 |  | Cable exit, Cable exit for cable protection tubes, Cable exit for cable protection tubes for underground application
EC002260 | EG000002 | Mounting wedge for installation tubes | 5 |  | Gore, Mounting wedge for installation tubes
EC002261 | EG000002 | Mounting coupler for cable protection tubes for underground application | 6 |  | Coupler, Mounting coupler for cable protection tubes, Mounting coupler for cable protection tubes for underground application
EC002262 | EG000002 | Mounting plate for installation tubes/cable protection tubes | 7 |  | Mounting plate, Mounting plate for cable protection tubes, Mounting plate for cable protection tubes for underground application, Mounting plate for installation tubes, Mounting plate for installation tubes/cable protection tubes
EC002264 | EG000002 | Reducing sleeve for installation tubes | 7 |  | Coupler for installation tubes, Reducing sleeve for installation tubes, Sleeve
EC002265 | EG000002 | End cap for cable protection tube for underground application | 9 |  | End cap, End cap for cable protection tube, End cap for cable protection tube for underground application, End cap for cable protection tubes, Grommet, Protection cap for cable protection tubes
EC002266 | EG000002 | Tee for cable protection tubes for underground application | 8 |  | T-piece, Tee for cable protection tubes, Tee for cable protection tubes for underground application
EC002267 | EG000002 | Strain relief for cable protection tubes for underground application | 7 |  | C-profile, Pull relief, Strain relief, Strain relief for cable protection tubes, Strain relief for cable protection tubes for underground application
EC002268 | EG000015 | Cover cap for rail terminal bar | 4 |  | Cover cap for rail terminal bar, Covering cap
EC002269 | EG000015 | Accessories/spare parts for tap off unit busbar trunk | 7 |  | Accessories for tap off unit busbar trunk, Accessories/spare parts for tap off unit busbar trunk, Clamp, Clip, Connection clamp, Connection terminal, Door contact, Spare part for tap off unit busbar trunk, Spare parts for tap off unit busbar trunk
EC002270 | EG000015 | Accessories/spare parts for busbars | 9 |  | Accessories for busbars, Accessories/spare parts for busbars, Adapter, Base plate, Blind, Blind plate, Bottom plate, Busbar adapter, Busbar cutting knife, Contact protection cover, end piece, Contact protection cover, rail, Contact protection cover, support, Contact protection end piece, Contact protection rail, Contact protection support, Covering cap, Cutting knife, End cap, End plate, Filler strip, Housing base, Insert, Mounting plate, Screening, Spare part for busbars, Spare parts for busbars
EC002271 | EG000015 | Accessories/spare parts for busbar trunks | 7 |  | Accessories for busbar trunks, Accessories/spare parts for busbar trunks, Connector, Connector remote control, Corner piece, Coupler, Coupling, Cover, Cover plate, End piece, Filler strip, Inlet piece, Mounting plate, Seal, Sealing, Shielding end piece, Shielding rail, Shielding support, Spare part for busbar trunks, Spare parts for busbar trunks, Splitter, T-piece
EC002272 | EG000015 | Accessories/spare parts for feed unit busbar trunks | 7 |  | Accessories for feed unit busbar trunks, Accessories/spare parts for feed unit busbar trunks, Blocking equipment, Inlet plate, Spare part for feed unit busbar trunks, Spare parts for feed unit busbar trunks
EC002273 | EG000015 | Phase barrier plate | 4 |  | Phase barrier plate
EC002274 | EG000015 | Busbar housing | 7 |  | Busbar housing, Distributor, Distributor case, Small distribution board equipped
EC002275 | EG000015 | Distributor assembly D-system fuse systems | 5 |  | Distributor assembly D-system fuse systems, Distributor assembly Diazed fuse systems
EC002276 | EG000015 | Distributor assembly RCCB | 4 |  | Distributor assembly RCCB
EC002277 | EG000015 | Switch fuse enclosure | 4 |  | Distributor, Distributor case, Main switch, Protection switch disconnector housing, Switch fuse enclosure
EC002278 | EG000015 | Distributor assembly miniature circuit breaker (MCB) | 4 |  | Distributor assembly miniature circuit breaker (MCB), Mini circuit breaker, Miniature circuit breaker (MCB)
EC002280 | EG000015 | Distributor assembly with main switch | 4 |  | Distributor, Distributor assembly with main switch, Distributor case, Group switch, Main switch, Small distribution board equipped, Switch, Switch disconnector
EC002281 | EG000015 | Distributor assembly with combination RCCB/MCB | 4 |  | Distributor assembly with combination RCCB/MCB, Earth leakage circuit breaker, Earth leakage switch, Mini circuit breaker, Miniature circuit breaker (MCB), Residual current circuit breaker (RCCB)
EC002283 | EG000015 | Distributor assembly with power circuit-breaker | 5 |  | Distributor assembly with power circuit-breaker, Power circuit-breaker for trafo/generator/installation prot., Power-cut-out switch, Switch
EC002284 | EG000015 | Distributor assembly with zero voltage switch | 4 |  | Distributor assembly with zero voltage switch
EC002286 | EG000015 | Distributor assembly Low Voltage HRC fuse systems | 4 |  | Distributor assembly Low Voltage HRC fuse systems, Fuse switch disconnector, Low Voltage HRC fuse base, Protection switch disconnector housing, Switch disconnector
EC002287 | EG000023 | Accessories/spare parts for small distribution board | 8 |  | Accessories for small distribution board, Accessories/spare parts for small distribution board, Bell transformer connection block, Clamp, Clip, Coupling piece for protection switch disconnector, Door, Isolation cap phase busbar, Mounting frame, Mounting kit, Mounting set, Mounting set cooker group, Mounting set power current group, Spare part for small distribution board, Spare parts for small distribution board
EC002288 | EG000023 | Small distribution board equipped | 8 |  | Distributor, Distributor case, Small distribution board equipped
EC002289 | EG000015 | Quick release fastener for housing covers | 4 |  | Quick locking, Quick release fastener for housing covers, Screw, Snap mounting
EC002290 | EG000021 | C-clamp for round wire | 6 |  | C-clamp for round wire, Low current connector
EC002291 | EG000021 | Earthing strap clamp | 6 |  | Clamp, Clip, Connection clamp, Connection terminal, Earthing pipe clamp, Earthing strap clamp
EC002292 | EG000062 | Ampere meter for distribution board | 7 |  | Ampere meter, Ampere meter for distribution board, Ampere meter for installation, Ampere meter for panel installation
EC002293 | EG000062 | Var meter for distribution board | 6 |  | Reactive power meter, Var meter for distribution board, Var meter for installation, Var meter for panel board
EC002294 | EG000062 | Rotational speed meter for distribution board | 6 |  | Built-in rotational speed meter, Rotational speed meter, Rotational speed meter for distribution board
EC002295 | EG000062 | Accessories/spare parts for measuring instruments for distribution board | 8 |  | Accessories for measuring instruments for distribution board, Accessories for measuring instruments for installation, Accessories/spare parts for measuring instruments for distribution board, Accessories/spare parts for measuring instruments for installation, Accessories/spare parts for measuring instruments for panel board, Buffer battery, Chart paper, Clamp cover, Installation mounting set, Measured value memory, Mounting set, Plug-in end socket, Reset key, Spare part for measuring instruments for distribution board, Spare parts for measuring instruments for distribution board, Spare parts for measuring instruments for installation
EC002296 | EG000062 | Accessories/spare parts for time switches | 7 |  | Accessories for time switches, Accessories/spare parts for time switches, Active network adapter, Antenna, Astronomical disc, Bluetooth interface, Cover, DIN-rail-adapter, DIN-rail-adaptor, Extension module, Front installation set, Mounting base, Mounting foot, Mounting set, Network adapter, Network adaptor, Spare part for time switches, Spare parts for time switches, Surface mounting set
EC002297 | EG000020 | Residual current circuit breaker (RCCB) module | 8 |  | Residual current circuit breaker (RCCB) module
EC002298 | EG000020 | Blade fuse | 6 |  | Automotive fuse, Blade fuse, Type of fuse
EC002299 | EG000062 | Frequency meter for distribution board | 6 |  | Frequency meter, Frequency meter for distribution board, Frequency meter for installation, Frequency meter for panel installation
EC002300 | EG000062 | Impulse meter for distribution board | 7 |  | Counter, Impulse meter for distribution board, Impulse meter for installation, Pulse counter
EC002301 | EG000062 | Multifunction measuring instrument | 7 |  | Ampere meter, Effective power measurement device, Energy meter, Frequency meter, Multi-functional measuring- and control device, Multi-functional measuring- and monitoring instrument, Multifunction measuring instrument, Power meter, Pulse counter, Reactive power meter, Rotational speed meter, Universal measuring instrument, Voltage tester, Voltmeter
EC002302 | EG000062 | Measuring scale | 6 |  | Measuring scale, Measuring scale for installation
EC002303 | EG000062 | Shunt | 5 |  | Resistor, Shunt
EC002304 | EG000062 | Analogous time switch for distribution board | 7 |  | Analogous time switch for distribution board, Main clock, Timer, Timer clock, Twilight switch, Week clock, Year clock
EC002305 | EG000062 | Digital time switch for distribution board | 8 |  | Digital time switch for distribution board, Main clock, Timer, Timer clock, Twilight switch, Week clock, Year clock
EC002306 | EG000062 | Voltmeter for distribution board | 6 |  | Voltage tester, Voltmeter, Voltmeter for distribution board, Voltmeter for installation, Voltmeter for panel board
EC002307 | EG000062 | Resistor | 4 |  | Resistor, Terminal resistor, Terminating resistor
EC002308 | EG000062 | Effective power converter meter for distribution board | 7 |  | Effective power converter meter for distribution board, Effective power converter meter for installation, Effective power measurement device
EC002309 | EG000058 | Adaptor plate industrial connectors | 7 |  | Adapter, Adapter plate, Adapter plate industrial connectors, Adaptor plate industrial connectors, Cover, Cover plate
EC002310 | EG000058 | Fixing element for industrial connectors | 6 |  | Counter frame, Docking frame, Fixing element for industrial connectors, Fixing frame industrial connectors, Frame, Mounting frame, Rail bracket, Wall mount
EC002311 | EG000058 | Coding element for industrial connectors | 7 |  | Coding element for industrial connectors, Coding for heavy duty connector, Coding for industrial connectors, Coding pin, Coding set
EC002312 | EG000058 | Module carrier frame for industrial connectors | 7 |  | Adapter, Contact insert holder for industrial connectors, Contact insert mount, Contact insert mount for heavy duty connector, Module carrier frame for industrial connectors, Mounting plate, Rail fastening
EC002313 | EG000014 | Protective cover for CEE plugs (IEC 60309) | 7 |  | Protection cap, Protective cover for CEE plugs, Protective cover for CEE plugs (IEC 60309)
EC002314 | EG000058 | Cap for industrial connectors | 8 |  | Cap for industrial connectors, Cover, Covering cap, Protection cap, Protection cover
EC002315 | EG000014 | Padlock guard for CEE plugs (IEC 60309) | 6 |  | Padlock guard for CEE plugs, Padlock guard for CEE plugs (IEC 60309)
EC002316 | EG000010 | Sealing disc for cable screw gland | 6 |  | All-purpose plug, Blind, Blind plate, Dowel, Dummy disc, Dummy plug, Seal ring, Sealing disc for cable screw gland
EC002317 | EG000010 | Earthing lug for cable screw gland | 6 |  | Earthing lug for cable screw gland
EC002318 | EG000010 | Cut-out sealing ring for cable inlet | 6 |  | Cut-out ring, Cut-out sealing ring for cable entry, Cut-out sealing ring for cable inlet, Ring, Sealing ring
EC002319 | EG000047 | Twist-on wire connector | 8 |  | Clamp, Meter grommet, Twist-on wire connector, Wire connector, Wire nut
EC002320 | EG000010 | Pressure saddle clamp (cables/conduits) | 7 |  | Brace, Cable bracket, Clamp, Fixing clip, Pressure clamp, Pressure clip, Pressure saddle clamp, Pressure saddle clamp (cables / conduits), Pressure saddle clamp (cables/conduits), SOM clip
EC002321 | EG000010 | Spacer for tube clamp mounting | 8 |  | Spacer for tube clamp mounting, Wall mounting plate for tube clamps
EC002326 | EG000047 | Cable plug for cable-/installation tube entry | 8 |  | Cable plug for cable-/installation tube entry, Insert, Nozzle
EC002327 | EG000030 | End piece for illumination cable | 6 |  | End piece, End piece for illumination cable
EC002328 | EG000047 | Accessories/spare parts for junction boxes/cases for mounting in the wall | 10 |  | Accessories for junction boxes/cases for mounting in the wall, Accessories for junction boxes/junction cases for mounting in the wall, Accessories/spare parts for junction boxes/cases for mounting in the wall, Cable protector plate, Clamping ring, Counter support star profile, Coupler, Coupling piece, Distance frame, Distance holder, Mounting pin, Seal, Sealing, Separating partition, Separating wall, Spare part for junction boxes/cases for mounting in the wall, Spare parts for junction boxes/cases for mounting in the wall, Spare parts for junction boxes/junction cases for mounting in the wall, Star profile
EC002334 | EG021006 | Spacer sleeve | 9 |  | Bush, Distance bush, Distance frame, Distance holder, Extrapolation bush, Fitting bush, Sleeve, Spacer bush, Spacer holder, Spacer sleeve
EC002336 | EG020045 | Anchor rod | 6 |  | Anchor rod, High bond anchor, Highbond anchor, Injection anchor, Injection anchor, pre-assembled
EC002337 | EG020045 | Anti-theft screw | 8 |  | Anti-theft screw, Safety screw, Screw, Security bolt
EC002339 | EG020045 | Blind rivet | 8 |  | Blind rivet, Nail cup, Rivet nail cup, Riveting, Rivets
EC002340 | EG020045 | Blind rivet nut | 8 |  | Blind nut, Blind rivet nut, Blindage nut, Nut, Pull seam nut, T-rivet nut
EC002343 | EG020045 | Rivet nut | 7 |  | Insert-press nut, Nut, Rivet nut
EC002344 | EG020045 | Speed nut | 7 |  | Nut, Sleeve nut, Speed nut
EC002345 | EG021006 | Lock washer | 8 |  | Circlip, Contact circlip, Disc, Double spring washer, Dubo circlip, Limes spring ring, Lock washer, Retaining ring, Security disc, Serrated lock washer, Serrated washer, Spring washer, Tension disc, Tooth washer, Washer
EC002347 | EG020045 | Wing nut | 9 |  | Butterfly nut, Nut, Toggle nut, Toggle wing nut, Wing nut
EC002348 | EG020053 | Gas cartridge for nail gun | 6 |  | Cartridge, Gas can for gas nailer, Gas cartridge for nail gun
EC002349 | EG020045 | Stud bolt | 9 |  | Bolt, Screw bolt, Stud, Stud bolt, Thread end, Threaded end with two nuts, Threaded pin
EC002350 | EG021006 | Threaded sleeve | 5 |  | Adapter, Adjusting cheese head screw, Adjusting screw, Distance frame, Distance holder, Sleeve, Spacer sleeve, Support, Threaded sleeve
EC002351 | EG021006 | Threaded pipe | 6 |  | Pendant, Threaded pipe
EC002352 | EG020045 | Hook nail | 6 |  | Hook nail, Nail
EC002353 | EG020045 | Round head rivet | 6 |  | Button-head rivet, Countersunk rivet, Round head rivet
EC002354 | EG020045 | T-head bolt | 8 |  | Bolt, Halfen bolt, Hammerhead bolt, Screw, Screw for T-grooves, T-head bolt
EC002357 | EG021005 | Support insulator | 7 |  | Bus, Insulating bush, Insulating bushing, Support insulator
EC002358 | EG020045 | Square caged nut | 6 |  | Nut, Square caged nut
EC002359 | EG020045 | Tommy screw | 8 |  | Bolt, Eyebolt, Hook screw, Lifting eye bolt, Screw, Tommy screw
EC002360 | EG020045 | Long nut | 8 |  | Adapter, Cable coupling sleeve, Connection bush, Connection nut, Connector stud, Coupling, Coupling piece, Distance support, Long nut, Nut, Parallel connector, Proceedings nut, Renewal nipple, Sock, Stud connector, Thread adaptor, Threaded, Threaded adapter, Threaded sleeve, Torque nut, Wire adapter, Wire reducer
EC002361 | EG021006 | L-hook screw | 7 |  | Angle hook, Eyebolt, Hook screw, L-hook screw, Screw hook, Screwed hook, Square hook
EC002362 | EG000047 | Mounting cramp for junction boxes | 6 |  | Double nozzle, Gore, Mounting cramp for junction boxes, Single nozzle
EC002363 | EG020045 | Resin capsule for adhesive anchor | 8 |  | Resin capsule for adhesive anchor
EC002364 | EG020045 | Nail for nail gun | 8 |  | Bar nail, Direct mounting, Nail, Nail for nail gun, Nail for nailer
EC002365 | EG020045 | Safety screw | 7 |  | Anti-theft screw, Safety screw
EC002366 | EG020045 | Eye nut | 8 |  | Eye nut, Lifting eye nut, Lifting nut, Nut, Ring nut
EC002367 | EG021006 | Eye bolt | 10 |  | Bolt, Eye bolt, Eye bolt (metric), Eye bolt screw, Eye bolt/screw, Eye screw, Eye screw (non-metric), Eye screw non-metrical, Eyebolt, Hook screw, Lifting eye bolt, Lifting eye screw, Ring screw, Scaffold fastening, Scaffold screw, Screw, Screw eye, Storm hook eyelet
EC002368 | EG020045 | Eye screw (with wood thread) | 8 |  | Eye screw, Eye screw (non-metric), Eye screw (with wood thread), Eye screw non-metrical, Lifting eye screw, Screw, Screw eye, Wood screw thread eye bolt
EC002369 | EG020077 | Stirrup bolt J-form | 6 |  | Stirrup bolt J-form, Suspension bracket
EC002370 | EG020077 | Stirrup bolt U-form | 8 |  | Clamp bracket, Exhaust clamp, Round steel bracket, Stirrup bolt U-form, Suspension bracket
EC002371 | EG021006 | Shackle | 7 |  | Bow shackle, Chain shackle, Shackle
EC002372 | EG021006 | Swing hook | 8 |  | Pigtail anchor bolt, Swing hook
EC002373 | EG000030 | Wheel nipple for luminaire | 5 |  | Ring nipple, Wheel nipple for luminaire
EC002374 | EG020014 | Screw for compressed air screwdriver | 6 |  | Screw, Screw for compressed air screw driver, Screw for compressed air screwdriver
EC002375 | EG020045 | Screw/nut cap | 7 |  | Accessories for screws, Cover, Cover screw/bolt, Covering cap, Decorative cap, Hexagon cap, Nut cover, Protection cap, Protection cover, Protective screw/nut, Screw cap, Screw/nut cap
EC002376 | EG020045 | Cup washer | 8 |  | Countersunk washer, Cup washer, Decorative ring, Ring, Screw rosette, Washer, Washer for countersunk head screw
EC002377 | EG020045 | Expanding rivet | 7 |  | Expanding rivet, Percussion rivet, Screw rivet
EC002379 | EG021006 | High performance hook | 6 |  | High performance hook
EC002381 | EG021006 | Tab washer | 5 |  | Interior gib locking plate, Lap wheel, Tab washer, Washer with external gib
EC002383 | EG021006 | Retaining ring | 8 |  | Basic ring, C-ring, Circlip, E-ring, Fuse ring, Locking ring, Lockwasher, Quick locker, Quick retainer, Retaining ring, Retaining ring for shaft, Ring, Self-locking nut, Shaft retaining ring
EC002384 | EG020054 | Spring pin | 7 |  | Bush, Clamping sleeve, cylindrical, Dowel pin, Prym bush, Sleeve, Slotted pin, Spiral bush, Spiral dowel pin, Spring pin
EC002385 | EG020045 | Wood/timber screw | 10 |  | Adjusting screw, Back wall screw, Backplane screw, Backwall screw, Brass wood screw, Bugle head fine thread screw, Button head wood screw, Chip board screw, Chipboard screw, Cladding screw, Coach screw, Conically threaded screw, Countersunk wood screw, Drill chipping screw, Drilling screw, Drive flat head wood screw, Drywall screw, Flange head screw, Frame screw, Frontage contruction screw, Glass strip screw, Glazing bead screw, Hexagon head wood screw, Hexagonagon wood screw, Hexagonal screw, Hinge screw, Lag screw, Lenshead countersunk screw, Lenshead countersunk wood screw, Lenshead screw, MDF screw, Mushroom head screw, OSB sheet screw, Pan head particle board screw, Pan head screw, Plumber screw, Pocket-hole screw, Pockethole screw, Post support screw, Roof construction screw, Scaffolding wood screw, Screw, Screw chipboard, Self drilling Timber screw, Self drilling screw, Self-drilling screw, Spacer screw, Teller head screw, Timber cladding screw, Timber screw, Trim head screw, Truss head self tapping screw, Twinthread countersunk screw, Universal screw, Washer head screw, Washer head timber screw, Wood / timber screw, Wood construction screw, Wood screw, Wood/timber screw
EC002388 | EG020045 | Foundation bolt | 7 |  | Anchor bolt, Bolt, Foundation bolt, High performance hook, Nut stone bolt, Stone bolt
EC002389 | EG021006 | Adjusting ring | 7 |  | Adjusting ring, Clamping ring, Ring
EC002390 | EG020045 | Set screw | 9 |  | Adjusting bolt, Adjusting cheese head screw, Adjusting screw, Adjustment screw, Bolt, Grub screw, Hexagon socket set screw, Screw, Set screw, Thread pin
EC002391 | EG020045 | Stud | 7 |  | Screw, Stud, Stud bolt
EC002392 | EG020045 | Stud screw | 8 |  | Collar screw, Screw, Screw with threaded head, Shoulder screw, Stud screw
EC002393 | EG020045 | Adhesive anchor | 8 |  | Adhesive anchor, Adhesive anchor for resin capsule, Adhesive anchor set, Adhesive screw anchor, Chemical anchor, Chemical dowel, Combination reaction anchor, Injection core thread anchor, Injection net anchor, Mounting element, Reaction anchor
EC002394 | EG021006 | Square taper washers | 6 |  | I-support disc, Square taper washers, Square taper washers for I-channels, Square taper washers for U-channels, Square washer, Taper washers, U-support disc
EC002397 | EG000004 | Tee funnel for cable tray | 8 |  | Tee funnel for cable tray
EC002400 | EG000004 | Bend for cable tray | 10 |  | Bend for cable tray, Bend horizontal, Bend vertical falling, Bend vertical rising, Corner piece, Vertical riser for cable tray
EC002401 | EG000004 | Add-on tee cover for cable support system | 8 |  | Add-on tee cover for cable support system, Cover, Cover plate
EC002402 | EG000004 | Bend cover for cable support system | 8 |  | Bend cover for cable support system, Cover, Cover plate
EC002403 | EG000004 | Cover for cable support system | 8 |  | Cover, Cover for cable support system, Cover plate
EC002404 | EG000004 | Cover cross piece for cable support system | 8 |  | Cover, Cover cross piece for cable support system, Cover plate, Cross-over cover for cable support system
EC002405 | EG000004 | Reduction piece cover for cable support system | 8 |  | Cover, Cover plate, Reduction piece cover for cable support system
EC002406 | EG000004 | Tee cover for cable support system | 8 |  | Cover, Cover plate, Tee cover for cable support system
EC002407 | EG000004 | Accessories/spare parts for installation rail current/data cable | 6 |  | Accessories for installation rail current, Accessories for installation rail current/data cable, Accessories for installation rail data cable, Accessories/spare parts for installation rail current/data cable, Cable box, Cable clip, Coupler hinging, Joint box, Sleeve, Spare part for installation rail current/data cable, Spare parts for installation rail current, Spare parts for installation rail current/data cable, Spare parts for installation rail data cable
EC002408 | EG000004 | Installation rail current/data cable | 4 |  | Installation rail current/data cable, Plastic installation tube
EC002409 | EG000004 | Profile column for cable ladder | 8 |  | Profile column for cable ladder
EC002410 | EG000004 | Tube-/cable bracket for cable support system | 7 |  | Tube-/cable bracket for cable support system
EC002411 | EG000004 | Rung for cable ladder | 8 |  | Rung for cable ladder
EC002413 | EG000004 | Connector for cable support system | 9 |  | Connector, Connector for cable support system, Connector for cable tray, Corner connector, Corner joint, Coupler, Coupling piece, End plate, Hinged joint horizontal, Hinged joint vertical, Joint clip bar, Length- and angle joint, Longitudinal joint, Screw connector, Screw less connector, Top-piece
EC002414 | EG000004 | Cable guide chain | 8 |  | Cable guide chain
EC002415 | EG000004 | Wall mounting for bracket for cable support system | 8 |  | Adapter, Wall bracket, Wall console, Wall mount, Wall mounting for bracket cable support system, Wall mounting for bracket for cable support system
EC002416 | EG000005 | Cover on-floor duct | 6 |  | Blind cover, Cover, Cover double-sided bevelled, Cover floor duct, Cover on-floor duct, Cover one-sided bevelled
EC002417 | EG000005 | Insulating plate mounting cover subfloor duct box | 9 |  | Insulating plate cover underfloor duct box, Insulating plate mounting cover subfloor duct box, Insulating plate mounting cover underfloor duct box
EC002418 | EG000005 | Form dummy for subfloor installation | 6 |  | Form dummy for subfloor installation, Form dummy for terrazzo flooring, Form dummy for underfloor installation
EC002419 | EG000005 | Accessories/spare parts for surface tank | 8 |  | Accessories for surface tank, Accessories/spare parts for surface tank, Adapter plate, Adaptor plate, Cable harness, Connection clamp, Connection terminal, Spare part for surface tank, Spare parts for surface tank
EC002420 | EG000005 | Accessories/spare parts for subfloor installation ducting systems | 10 |  | Accessories for subfloor installation ducting systems, Accessories for underfloor installation ducting systems, Accessories/spare parts for subfloor installation ducting systems, Accessories/spare parts for underfloor installation ducting systems, Adjusting clamp, Clamp set, Mounting set, Sealing for installation duct box, Sealing for subfloor installation duct box, Spagnolet, Spare part for subfloor installation ducting systems, Spare parts for subfloor installation ducting systems, Spare parts for underfloor installation ducting systems, Support
EC002421 | EG000005 | Height adjustment ring/-frame for subfloor installation duct | 8 |  | Height adjustment ring/-frame for subfloor installation duct, Height adjustment ring/-frame for underfloor install. duct, Height adjustment ring/-frame for underfloor installation duct
EC002422 | EG000005 | Mounting socket for surface box | 9 |  | Mounting base, Mounting socket for surface box, Mounting socket for surface tank
EC002423 | EG000005 | Tube entry for subfloor installation duct box | 7 |  | Conduit inlet, Inlet plate, Tube entry for subfloor installation duct box, Tube entry for underfloor installation duct box
EC002424 | EG021008 | Cover frame for domestic switching devices skirting duct | 8 |  | Cover, Cover frame, Cover frame for domestic switching devices skirting duct, Cover plate, Frame
EC002425 | EG021008 | Cover for tube-/duct inlet skirting duct | 7 |  | Cover, Cover for tube-/duct inlet skirting duct, Cover plate
EC002426 | EG021008 | Screening profile for skirting duct | 6 |  | Screening profile for skirting duct
EC002427 | EG021009 | Add-on tee for installation duct | 7 |  | Add-on tee for installation duct
EC002428 | EG021009 | Surface mounted junction box for installation duct | 7 |  | Surface mounted junction box for installation duct, Surface mounting junction box for installation duct
EC002429 | EG021009 | Surface mounting plate for installation duct | 7 |  | Mounting cover, Mounting plate, Surface mounting plate for installation duct
EC002430 | EG021007 | Fin for wall duct | 8 |  | Fin for wall duct, Lamella
EC002431 | EG021007 | Fin support for wall duct | 9 |  | Fin support for wall duct
EC002432 | EG021008 | Cable cover holder for skirting duct | 6 |  | Cable clamp, Cable clip, Cable cover holder for skirting duct
EC002434 | EG021007 | Cable clip for wall duct | 6 |  | Cable clamp, Cable clip for wall duct
EC002435 | EG021008 | Cable clip for skirting duct | 6 |  | Cable clip for skirting duct
EC002436 | EG021008 | Cable junction piece for skirting duct | 7 |  | Cable junction piece for skirting duct, Cover
EC002437 | EG021007 | Joint clip for cover wall duct | 7 |  | Joint clip for cover wall duct
EC002438 | EG021007 | Potential equalization for wall duct | 6 |  | Clamp spring, Clamp with wire, Potential equalization for wall duct, Wire
EC002439 | EG021008 | Installation tube/installation duct entry for skirting duct | 8 |  | Conduit inlet, Installation tube/installation duct entry for skirting duct
EC002440 | EG021007 | Saw kernel for wall duct | 5 |  | Saw kernel for wall duct
EC002441 | EG021007 | Support clamp for wall duct | 7 |  | Double locking levers, Support clamp for wall duct
EC002442 | EG021009 | Mounting for separation plate installation duct | 6 |  | Interlocking, Mounting for separation plate installation duct, Retaining bracket, Support
EC002444 | EG021009 | Transition piece for installation tube to installation duct | 7 |  | Surface mounting junction box for installation duct, Transition piece for installation duct to installation tube, Transition piece for installation tube to installation duct, Transition piece for installation tube/installation duct
EC002445 | EG021007 | Universal inner-/outer corner for wall duct | 8 |  | Corner piece, Inner corner, Outer corner, Universal inner-/outer corner for wall duct
EC002446 | EG021008 | Trunking base for skirting duct | 8 |  | Base unit, Trunking base for skirting duct
EC002447 | EG021009 | Wall fastening clip for installation duct | 7 |  | Clip, Mounting accessories for cable rails, Mounting clip, Wall fastening clip for installation duct, Wall mounting
EC002448 | EG021009 | Transition piece wall to ceiling for installation duct | 8 |  | Transition piece ceiling to wall for installation duct, Transition piece wall to ceiling for installation duct, Wall-ceiling transition for installation duct
EC002449 | EG021007 | Wall connection blind for wall duct | 7 |  | End plate, Wall connection blind for wall duct
EC002451 | EG021007 | Cover for extension module installation column | 8 |  | Cover, Cover for extension module installation column, Covering cap
EC002452 | EG021007 | Ceiling connection for installation column | 8 |  | Ceiling bracket, Ceiling connection for installation column, Chucking clamp
EC002454 | EG021007 | Pedestal for installation column | 8 |  | Floor fastening, Foot, Pedestal for installation column, Socket
EC002455 | EG000054 | Gas detector | 9 |  | Gas detector, Sensor
EC002456 | EG000054 | Break glass for non-automatic detector for danger detection system | 8 |  | Break glass for non-automatic detector for danger detection system, Disc, Glass plate for manual call point, Glass plate for non-automatic detector for danger detection system
EC002457 | EG000037 | Mechanical connection sleeve for telecommunications cable | 4 |  | Mechanical connection sleeve for telecommunications cable, Sleeve
EC002458 | EG000047 | Pressure spring | 5 |  | Pressure spring
EC002460 | EG000013 | Socket outlet/plug with protective contact | 10 |  | Socket outlet/plug with protective contact
EC002461 | EG000013 | Accessories/spare parts for socket outlets/plugs with protective contact | 8 |  | Accessories for socket outlets/plugs with protective contact, Accessories/spare parts for socket outlets/plugs with protective contact, Gland nut connection, Hinged lid, Snap socket, Spare part for socket outlets/plugs with protective contact, Spare parts for socket outlets/plugs with protective contact
EC002464 | EG000047 | Spreader cap | 7 |  | Cold-shrink, Cold-shrink spreader cap, Heat-shrink, Heat-shrink spreader cap, Spreader cap
EC002465 | EG000047 | Accessories/spare parts for cable end sleeves | 7 |  | Accessories for cable end sleeves, Accessories/spare parts for cable end sleeves, Marker strip, Marking fork, Spare part for cable end sleeves, Spare parts for cable end sleeves
EC002466 | EG000032 | Touch sensor connector for bus system | 9 |  | Installation switch for bus system, Touch sensor connector for bus system
EC002467 | EG020088 | Reflector for photoelectric sensor | 7 |  | Reflection light barrier, Reflection tape, Reflector, Reflector for light barrier, Reflector for light curtain, Reflector for photoelectric sensor, Retroreflector
EC002468 | EG000054 | Video switch | 5 |  | Switch, Video switch
EC002469 | EG000005 | Accessories/spare parts for on-floor duct | 7 |  | Accessories and spare parts for on-floor duct, Accessories for floor duct, Accessories for on-floor duct, Accessories/spare parts for on-floor duct, Duct connector, Earthing connection, End piece, Side profile, Spare part for on-floor duct, Spare parts for on-floor duct
EC002470 | EG000002 | Mounting clamp for cable protection tubes for underground application | 7 |  | Cable clamp, Fixing clamp, Fixing clip, Mounting clamp for cable protection tubes, Mounting clamp for cable protection tubes for underground application
EC002472 | EG000030 | Accessories/spare parts for luminaire mounting box | 9 |  | Accessories for luminaire mounting box, Accessories/spare parts for luminaire mounting box, Accessoriesfor luminaire mounting box, Built-in set, Cable bushing, Decor blind, Decor-correction blind, Distance holder, Elevation ring, Fire-proof cement, Fire-proof sealant, Front ring, Installation set, Mineral fibres plate, Spare bushing, Spare part for luminaire mounting box, Spare parts for luminaire mounting box, Spare rockwool plate, Spare spring, Spring, Universal front piece
EC002475 | EG020098 | Current value transformer | 6 |  | Converter, Current value transformer, Interface converter
EC002476 | EG020098 | Power value transformer | 7 |  | Converter, Interface converter, Power value transformer
EC002477 | EG020098 | Voltage value transformer | 6 |  | Converter, Interface converter, Voltage value transformer
EC002478 | EG020098 | Reactive power transformer | 7 |  | Converter, Interface converter, Power value transformer, Reactive power transducer, Reactive power transformer, Reactive power value transformer
EC002479 | EG020098 | Effective power (cos phi) value transformer | 6 |  | Converter, Effective power (cos phi) value transformer, Interface converter
EC002480 | EG000014 | Perilex coupler | 6 |  | Perilex coupler
EC002482 | EG000020 | D0-system screw adaptor | 7 |  | D0-system screw adapter, D0-system screw adaptor, Fitted screw, Neozed screw adapter
EC002483 | EG020090 | Switch spool for power circuit breaker | 5 |  | Built as switch-off coil, Coil, Switch spool for power circuit breaker
EC002484 | EG000013 | Sound system for domestic switching devices | 10 |  | Sound system, Sound system for domestic switching devices, Soundsystem for domestic switching devices
EC002485 | EG020048 | Three-phase control transformer | 8 |  | Converter, Rotational speed controller, Safety transformer, Speed controller, Three-phase control transformer, Toroidal core transformer
EC002486 | EG020048 | One-phase control transformer | 8 |  | Converter, One-phase control transformer, Rotational speed controller, Safety transformer, Speed controller, Toroidal core transformer
EC002487 | EG000038 | Explosion proof telephone | 7 |  | Explosion proof howl call telephone, Explosion proof telephone, Howl call telephone, Telephone, Telephone hood, VoIP telephone
EC002488 | EG000038 | Signal generator for explosion proof telephone | 6 |  | Flash light, Flashlight, Horn, Indicator light complete, Signal generator for explosion proof telephone, Signal horn, Signalling lamp, Strobe luminaire
EC002489 | EG000038 | Weatherproof telephone | 7 |  | Telephone, Telephone hood, VoIP telephone, Weatherproof telephone
EC002490 | EG000038 | Signal generator for weatherproof telephone | 6 |  | Flash light, Flashlight, Horn, Indicator light complete, Signal generator for weatherproof telephone, Signal horn, Signalling lamp, Strobe luminaire
EC002491 | EG000038 | Telephone hood | 4 |  | Telephone hood
EC002492 | EG000035 | Explosion proof loudspeaker | 5 |  | Ex-proof loudspeaker, Explosion proof loudspeaker, Loudspeaker
EC002493 | EG000035 | Explosion proof indicator light | 6 |  | Ex-proof indicator light, Explosion proof indicator light, Indicator light complete, Signalling lamp
EC002494 | EG000035 | Signal device with LED-multicolourlamp | 6 |  | Indicator light complete, Signal device with LED-multicolourlamp, Signalling lamp
EC002495 | EG020093 | Measurement device for surge protection | 7 |  | Measurement device for surge protection, Portable device, Storage case with earth resistance measuring kit, Test adapter, Test adaptor, Test/measuring case
EC002496 | EG000021 | Accessories/spare parts for surge protection power supply systems | 8 |  | Accessories for surge protection device medium voltage, Accessories for surge protection power supply systems, Accessories/spare parts for surge protection device medium voltage, Accessories/spare parts for surge protection power supply systems, Bridge, Clamp connection, Connection bracket, Connection cable, Connection set, Connection terminal, Disconnector, Earthing bracket, Earthing clip, Impulse counter, Impulse meter, Indication element, Mast adapter for voltage limiting device, Mast adaptor for voltage limiting device, Mounting angle bracket, Mounting bracket, Optical remote display, Phase busbar, Pin connection clamp, Sealing device, Spare part for surge protection power supply systems, Spare parts for surge protection device medium voltage, Spare parts for surge protection power supply systems, Through-wiring clamp, Voltage limiting device
EC002497 | EG000021 | Accessories/spare parts for surge protection data networks/MCR-technology | 8 |  | Accessories for surge protection data networks/MCR-technology, Accessories/spare parts for surge protection data networks/MCR-technology, Block magazine, Connection cable, Connection strip, Cover, Cover plate, Earthing conductor, Earthing frame, Earthing module, Earthing ring, Earthing strip, Fastenings, Gas discharge conductor, Indication element, Mounting bracket, Mounting set, Separating module, Separating partition, Separating plug, Separating strip, Shield terminal, Spare part for surge protection data networks/MCR-technology, Spare parts for surge protection data networks/MCR-technology
EC002498 | EG020090 | Accessories/spare parts for low-voltage switch technology | 9 |  | 4-pole, 4th pole, Accessories for low-voltage switch technology, Accessories/spare parts for low-voltage switch technology, Adapter plate, Adaptor plate, Arc explosion chamber (arc chute), Auxiliary conductor plug and socket device, Axle lead-through, Blade terminal, Blind cover frame, Bottom duct, Clamp cover, Coding part, Coding plate, Coil, Communication and measuring function, Connecting bridge, Connection clamp, Connection piece for switch operating shaft, Connection system, Connection technique, Connection terminal, Connector, Contact set, Control cable connection, Converter, Coupling piece for switch axle, Coupling piece for switch operating shaft, Cover, Cover plate, Current transformer, Device labeling system, Diode bloc, Distance frame, Distance holder, EMC-interference suppression module, EMV-interference suppression module, End piece, Filter, Frame clamp, Front plate, Grommet, Installation set, Interlocking, Key actuation, Locking clip, Mechanical locking, Mechanical locking mechanism, Mounting assembly, Mounting set, Mounting tool, Mounting wrench, Neutral terminal, Plug insert technique, Plug-in end socket, Power current connection, Remote potentiometer, Shock protection cover, Slide-in technique, Spare part for low-voltage switch technology, Spare parts for low-voltage switch technology, Spark cap, Switch off time delay, Switching cycle counter, Switching piece, Test device, Ventilator module for industrial heating control systems, Verbindingsstuk schakelaaras, Voltage detector, Wall mount, Wall mount panel, Wall mount station
EC002499 | EG000011 | Network/server enclosure | 8 |  | Network cabinet, Network/server enclosure
EC002500 | EG000011 | Network cabinet | 8 |  | Network cabinet, Wall-mounted distributor
EC002501 | EG000011 | Telecommunications cabinet | 7 |  | Enclosure/housing for PC, monitor or periphery, Telecommunications cabinet
EC002502 | EG000011 | Enclosure/housing for PC, monitor or periphery | 7 |  | Enclosure/housing for PC, monitor or periphery
EC002503 | EG000011 | Explosion proof enclosure/housing | 7 |  | Explosion proof enclosure/housing, Explosion-proof enclosure/housing
EC002504 | EG000011 | Command panel | 6 |  | Command panel
EC002505 | EG000011 | Kiosk system | 6 |  | Kiosk system
EC002506 | EG000011 | Cabling rack (electro/IT) | 5 |  | Cabling rack (electro/IT)
EC002507 | EG000011 | Laboratory rack (electro/IT) | 6 |  | Laboratory rack (electro/IT)
EC002508 | EG000011 | Laboratory trolley (electro/IT) | 5 |  | Laboratory trolley (electro/IT)
EC002509 | EG000011 | Climate controlled enclosure/cabinet | 5 |  | Air conditioner (switchgear cabinet), Climate controlled enclosure/cabinet, Climate controlled switchgear cabinet
EC002510 | EG000011 | Climate control door (enclosure/cabinet) | 5 |  | Climate control door (enclosure/cabinet), Climatic door (enclosure/cabinet), Climatic door (switchgear cabinet)
EC002511 | EG000011 | Climate control side panel (enclosure/cabinet) | 5 |  | Climate control side panel (enclosure/cabinet), Climatic side panel (switchgear cabinet)
EC002513 | EG000011 | Filter (enclosure/cabinet climate control) | 7 |  | Filter (enclosure/cabinet climate control), Filter (switchgear cabinet air conditioning)
EC002514 | EG000011 | Air/air heat exchanger (enclosure/cabinet climate control) | 5 |  | Air/air heat exchanger (enclosure/cabinet climate control), Air/air heat exchanger (switchgear cabinet air conditioning)
EC002515 | EG000011 | Air/water heat exchanger (enclosure/cabinet climate control) | 5 |  | Air/water heat exchanger (enclosure/cabinet climate control), Air/water heat exchanger (switchgear cabinet air conditioning)
EC002516 | EG000011 | Liquid cooling unit (enclosure/cabinet) | 6 |  | Cabinet cooling unit, Chiller, Cooling system, Enclosure cooling unit, Heat dissipation system, Liquid cooling unit (enclosure/cabinet), Recooling unit (enclosure/cabinet), Recooling unit (switchgear cabinet), Temperature control unit, Thermal management unit
EC002517 | EG000011 | Case for component installation with modular spacing 19 inch | 6 |  | Case for component built-in 19-inch-technology, Case for component installation with modular spacing 19 inch
EC002518 | EG000011 | Profile (enclosure/cabinet) | 5 |  | 19 inch angle profile, 19 inch angle set, 19 inch profile set, Angular profile, C-profile, Corner set, Fastening profile, Grid profile, Intermediate arbor, Mounting rail, Profile, Profile (enclosure/cabinet), Profile (switchgear cabinet), Profile rail, Slide bolt profile
EC002519 | EG000011 | Front plate for unit with modular spacing 19 inch | 6 |  | Front plate (19-inch assembly), Front plate for unit with modular spacing 19 inch
EC002520 | EG000011 | Plug-in unit for modular spacing 19 inch | 7 |  | Cassette, Cassette (19-inch assembly), Cassette for modular spacing 19 inch, Plug-in unit (19-inch assembly), Plug-in unit for modular spacing 19 inch
EC002522 | EG000011 | Drive unit for modular spacing 19 inch | 6 |  | Drive unit (19-inch assembly), Drive unit for modular spacing 19 inch
EC002523 | EG000011 | Mounting part for unit with modular spacing 19 inch | 5 |  | Handgrip, Mounting part (19-inch assembly), Mounting part for unit with modular spacing 19 inch, PCB fastening
EC002524 | EG000011 | Side-/back panel (enclosure/cabinet) | 5 |  | Back cover, Back panel, Back plate, Rear panel, Side cover, Side panel, Side plate, Side-/back panel (enclosure/cabinet), Side/back panel (enclosure/cabinet), Side/back panel (switchgear cabinet), Tail panel, Wall
EC002525 | EG000011 | Divider panel (enclosure/cabinet) | 6 |  | Divider panel (enclosure/cabinet), Divider panel (switchgear cabinet), Separating partition, Wall
EC002527 | EG000011 | Window (enclosure/cabinet) | 7 |  | Hinged lid, Viewing window, Window (enclosure/cabinet), Window (switchgear cabinet)
EC002528 | EG000011 | Spacer frame (enclosure/cabinet) | 5 |  | Distance frame, Spacer frame (enclosure/cabinet), Spacer frame (switchgear cabinet)
EC002529 | EG000011 | Display panel (enclosure/cabinet) | 5 |  | Display panel (enclosure/cabinet), Display panel (switchgear cabinet)
EC002530 | EG000011 | Top mounting module (enclosure/cabinet) | 6 |  | Top mounting module (enclosure/cabinet), Top mounting module (switchgear cabinet)
EC002534 | EG000011 | Column (enclosure/cabinet) | 6 |  | Column (enclosure/cabinet), Column (switchgear cabinet)
EC002535 | EG000011 | Accessories/spare parts for column (enclosure/cabinet) | 6 |  | Accessories for column (enclosure/cabinet), Accessories for column (switchgear cabinet), Accessories/spare parts for column (enclosure/cabinet), Accessories/spare parts for column (switchgear cabinet), Housing flange, Spare part for column (enclosure/cabinet), Spare parts for column (enclosure/cabinet), Spare parts for column (switchgear cabinet)
EC002537 | EG000024 | Application software for automation | 9 |  | Application software, Application software for automation
EC002538 | EG000024 | Configurable control component | 8 |  | Configurable control component
EC002540 | EG020048 | DC-power supply | 9 |  | Current supply, DC-power supply, Mains power supply, Power adaptor
EC002541 | EG020048 | AC-power supply | 9 |  | AC-power source, AC-power supply, Alternating Current power source, Current supply, Mains power supply, Power adapter
EC002542 | EG020048 | AC/DC-power supply | 9 |  | AC-power supply, AC/DC-power supply, Current supply, DC-power supply, Mains power supply, Power adaptor
EC002544 | EG020099 | Magnetic proximity switch | 9 |  | Magnetic proximity switch, Sensor, Switch
EC002549 | EG020088 | Light curtain | 7 |  | Light curtain, Light grid
EC002550 | EG020088 | Laser scanner | 5 |  | Laser scanner, Scanner
EC002552 | EG020090 | Power contactor, DC switching | 7 |  | Power circuit-breaker for trafo/generator/installation prot., Power contactor, DC switching, Power-cut-out switch
EC002555 | EG000012 | Test plug for terminal blocks | 6 |  | Test adapter, Test adaptor, Test plug, Test plug for terminal blocks, Test plug terminal block
EC002556 | EG000030 | Electrical accessories/spare parts for luminaires | 10 |  | 1-phase adapter, 3-phase adapter, Accu, Accu pack, Adapter, Adapter for lamps, Adaptor for lamps, Amplifier, Ballast, Battery (rechargeable), Belt clip, Cable, Cable box, Capacitor, Connecting cable, Connecting pipe, Connection, Connector, Contact pin, Corner connector, Corner joint, Corner piece, Coupler, Coupler/connector L-shape, Coupler/connector T-shape, Coupler/connector X-shape, Coupler/connector Y-shape, Coupler/connector bended, Coupler/connector flexible, Coupler/connector straight, Coupling piece, Cross connector, Electrical accessories for light-track, Electrical accessories for luminaires, Electrical accessories/spare parts for luminaires, End-feed, Handle, HiFi Amplifier, In line power supply, LV-adapter, Lamp holder, Loop-through wiring, Luminaire connection adapter, Luminaire connection adaptor, Mains power supply, Mounting rail, Movement sensor, Pendant adaptor, Plug, Plug clamp, Plug/clamp, Power supply system, Remote control, Sensor, Socket outlet, Socket outlet element, Spiralized cable, Switch, T-connector, T-piece, Terminal box, Through-wiring, Twilight sensor, Universal adapter, Wall handle, Wall holder, Wall socket, Wiring set
EC002557 | EG000030 | Mechanical accessories/spare parts for luminaires | 9 |  | Adapter, Adaptor, Adhesive magnet, Angle, Balance weight, Base, Blind, Blind cap, Blind cover, Blind plate, Brace, Built-in housing, Built-in installation box, Cable box, Cable clamp, Cable duct, Cable tray, Cable tray/wide span cable tray, Ceiling bracket, Chain, Chain suspension, Clamp, Clamp piece, Clip, Connector, Corner connector, Corner joint, Corner piece, Coupler, Coupler/connector L-shape, Coupler/connector T-shape, Coupler/connector X-shape, Coupler/connector Y-shape, Coupler/connector bended, Coupler/connector flexible, Coupler/connector mechanical, Coupler/connector straight, Coupling piece, Cover, Cover frame, Cover plate, Cross connector, Decor element, Distance frame, Distance holder, End cap, End piece, End plate, Flange, Foot, Frame, Glass, Grommet, Ground spike, Housing, Installation frame, Installation housing, Installation kit, Installation set, Longitudinal joint, Mechanical accessories for light-track, Mechanical accessories for luminaires, Mechanical accessories/spare parts for luminaires, Mounting bracket, Mounting clip, Mounting corner, Mounting kit, Mounting material, Mounting plate, Mounting rail, Mounting set, Pendant, Pipe, Pipe pendulum suspension, Protective basket, Protective housing, Protective tube, Protective tube reflector, Reduction piece, Ring, STOP, Safety glass, Screening, Screw ring, Screwed terminal, Seal, Sealing, Sealing ring, Sealing set, Socket, Stand (base), Strain relief, Strip, Stripe, Sub frame, Supporting bracket, Surface mounted housing, Surface mounting housing, Suspension bracket, Suspension cable, Suspension cable kit, Suspension cable set, T-connector, T-piece, Terminal panel, Top-piece, Tripod, U-profile, Wall arm, Wall bracket, Wall handle, Wall holder, Wall mounting, Wire kit
EC002558 | EG000030 | Light technical accessories/spare parts for luminaires | 10 |  | Acrylic glass, Adjustable trim, Barndoors for spotlight, Blind, Blinding flap, Colour filter, Cover, Cover disc, Covering cap, Decor element, Dimming, Dimming/screen, Disc, Fibre optic cable, Fibre optics, Filter, Flood, Food products filter, Fresnel lens, Glass, Grid, Installation kit, Lamp post globe, Lens, Light technical accessories for luminaires, Light technical accessories/spare parts for luminaires, Luminaire cover, Luminaire grid, Mirror, Non-adjustable trim, Optics, Plug-on reflector for energy-saving lamp, Protective tube reflector, Reflector, Ring, Safety glass, Screen, Screening, Spot, UV filter
EC002559 | EG000030 | Accessories/spare parts for light pole | 9 |  | Accessories for light pole, Accessories/spare parts for light pole, Attachment, Bottom plate, Fundament, Fundament collar, Hat, Mounting kit for rock, Mounting kit for soil, Mounting plate, Plate bracket, Pole hatch, Screwing set, Spare part for light pole, Spare parts for light pole, Terminal box, Top-piece, Wedge
EC002560 | EG000057 | Plug-in connector for plug-in building installation | 7 |  | Adapter, Bus, Connector, Connector for luminaire, Coupler, Distribution terminal block, Distributor, Plug, Plug-in connector for plug-in building installation, T-distributor
EC002561 | EG000015 | Direction change for rail distributor | 6 |  | Change of direction, Cross box, Direction change for rail distributor, Elbow box, L-box, T-box
EC002562 | EG000015 | Busbar trunk unit for riser cable | 6 |  | Busbar trunk unit, Busbar trunk unit for riser cable
EC002563 | EG020048 | Coil for low-voltage | 8 |  | Coil for low-voltage
EC002564 | EG020048 | Filter for low-voltage | 8 |  | Audio frequency blockage, Electrical filter, Filter for low-voltage, High-pass filter, Line filter, Low-pass filter, Mains filter, Powerline filter, Radio interference suppression filter, Single phase line filter, Sinus filter, du/dt filter
EC002565 | EG020048 | Filter circuit coil for low-voltage | 7 |  | Filter circuit coil for low-voltage
EC002566 | EG000057 | Device connection for plug-in building installation | 7 |  | Device connection for plug-in building installation
EC002567 | EG000057 | Compact distributor for plug-in building installation | 7 |  | Adapter, Alternating current distributor, Bus, Combi distributor block, Compact distributor, Compact distributor for plug-in building installation, Connector, Connector for luminaire, Direct connection luminaire, Distribution terminal block, Distributor, H-distributor, Intermediate coupling, Plug, Potential distributor, Power current -/alternating current distributor, Power current distributor, Power current- / alternating current distributor, Switching distributor, T-distributor, U-inter-coupling
EC002568 | EG020090 | Relay for thermistor protection (PTC) | 7 |  | Relay for thermistor protection (PTC), Temperature monitor (motor protection), Temperature monitoring relay
EC002571 | EG021002 | Agreement switch | 8 |  | Agreement switch
EC002572 | EG020090 | Motor management device | 9 |  | Electronic motor control and protection device, Motor management device
EC002574 | EG000023 | Built-in field for telecommunications | 5 |  | Built-in field for telecommunications, Distributor
EC002575 | EG000015 | Distributor assembly for serial built-in device | 4 |  | Distributor assembly for serial built-in device
EC002577 | EG021009 | Flat bend for on-floor installation duct | 7 |  | Bend for on-floor installation duct, Flat bend for on-floor installation duct
EC002578 | EG021009 | Coupler for on-floor installation duct | 6 |  | Coupler for on-floor installation duct
EC002580 | EG000019 | Flow monitoring equipment | 7 |  | Flow monitoring equipment
EC002581 | EG000024 | PLC device set | 5 |  | PLC complete system, PLC device set
EC002582 | EG000024 | Function block/library | 4 |  | Documentation, Function block/library, Parameterization
EC002583 | EG000024 | Fieldbus, decentr. periphery - power supply module | 4 |  | Fieldbus, decentr. periphery - power supply module, Mains power supply, PLC system power supply
EC002584 | EG000024 | Accessories/spare parts for controls | 6 |  | ASIC, Accessories for controls, Accessories/spare parts for controls, Adapter, Adaptor, Battery/accumulator, Catalogue, Coding profile, Connecting cable, Connection plug with resistor, Cover, Cover plate, End plate, Fuses, Getting Started, Imprintable label, Indication plate, Instruction booklet, Key, Label, Manual, Plug, Plug set, Protection cap, Protection cover, Screen protector foil, Service package, Shield terminal, Spare part for controls, Spare parts for controls, Strain relief, Version archieve
EC002585 | EG020099 | Passive sensor-actuator interface (with cable) | 8 |  | Distributor, Distributor box, Fixed cable distributor, Fixed cable version, Hood distributor, Master cable connection, Passive distributor, Passive input-output module, Passive sensor-actuator interface, Passive sensor-actuator interface (with cable), Sensor/actuator box, Sensor/actuator distributor, Sensor/actuator interface
EC002586 | EG000019 | Accessories/spare parts for switching relay | 6 |  | Accessories for switching relay, Accessories/spare parts for switching relay, Connecting bridge, Covering cap, Diode, Distance holder, Free wheeling diode, Indication plate, Insulating plate, Jumper comb, LED, LED + diode + reverse polarity protection diode, Leakage resistance, Mounting clip for DIN rail (top hat rail) mounting, Mounting flange, RC-element, Retaining bracket, Safe disconnection, Single LED, Spare part for switching relay, Spare parts for switching relay, Terminal panel, Time module delayed release, Time module multifunction, Time module on delay, Time module on/off wiper, Varistor (voltage-sensitive resistor), Varistor + LED, Varistor +LED
EC002587 | EG000057 | Patch cord for plug-in building installation | 7 |  | Cable, Connection cable, Patch cord for plug-in building installation
EC002588 | EG000057 | Flat cable adaptor for plug-in building installation | 8 |  | Adapter, Branch, Flat cable adapter for plug-in building installation, Flat cable adaptor for plug-in building installation
EC002590 | EG000037 | Communication connection box | 7 |  | Appliance connection box, Communication connection box, Socket outlet, Terminal box, Wall socket
EC002591 | EG020099 | Hinge switch | 8 |  | End switch, Hinge switch, Switch
EC002592 | EG020099 | Position switch with separate actuator | 8 |  | End switch, Position switch with separate actuator, Switch
EC002593 | EG020099 | Position switch with guard locking | 8 |  | End switch, Position switch with guard locking, Position switch with guardlocking, Position switch with interlocking, Switch
EC002594 | EG020099 | Accessories/spare parts for position switches | 8 |  | Accessories for position switches, Accessories/spare parts for position switches, Actuator pin, Cable entry, Cable inlet, Clutch, Code strip, Coupling box for plug-in connection, Cover with LED, Cover without LED, Dust protection cover, Fast change device, Fibre optic conductor, Fixing clip, Flange plate, Mechanic clutch, Mechanical coupler, Objective/lens, Optic fiber, Probe, Roll, Spare part for position switches, Spare parts for position switches, Support bracket, Switch element, Thread adapter, Thread insert
EC002595 | EG000005 | Separation plate for on-floor duct | 4 |  | L-profile, Separating partition, Separation plate for on-floor duct, U-profile
EC002596 | EG021009 | Flexible cable guiding system | 7 |  | Cable duct, Duct, Flexible cable guiding system, Installation duct
EC002597 | EG000037 | Data communication connection box copper (twisted pair) industry | 8 |  | Appliance connection box, Built-in flange, Data communication connection box copper (twisted pair) industry, Socket outlet, Terminal box, Wall socket
EC002598 | EG000037 | Data communication connection box fibre optic industry | 7 |  | Appliance connection box, Built-in flange, Data communication connection box fibre optic industry, Glass fibre connector, LC, SC duplex, SC-RJ, ST, Socket outlet, Terminal box, Wall socket
EC002599 | EG000037 | Patch cord copper (twisted pair) industry | 9 |  | Conduit, Connecting cable, Connecting cord, Connecting pipe, Connection cable, Data cable, Extension circuit, F/FTP, F/UTP, Media coupler, PC cable, PC-cable, Patch cord copper (twisted pair) industry, S/FTP, S/UTP, SF/FTP, SF/UTP, U/FTP, U/UTP
EC002600 | EG000047 | Box/housing for surface mounting on the wall/ceiling | 9 |  | Box/housing for surface mounting on the wall/ceiling, Cable box, Cable junction box for light pole, Carton, Cross box, Distributor, Distributor box, Distributor enclosure, Earthing arrangements, End socket, Junction box, Mounting box, T-box, Terminal box
EC002601 | EG000047 | Box/housing for built-in mounting in the wall/ceiling | 10 |  | Box/housing for built-in mounting in the wall/ceiling, Built-in installation box, CEE built-in installation box, Cable box, Cable junction box for light pole, Central conduit box, Connector socket, Distributor, Distributor box, Distributor enclosure, Earthing arrangements, Junction box, Perilex
EC002602 | EG000005 | Cable outlet for subfloor system | 6 |  | Cable outlet, Cable outlet for subfloor system, Cable outlet for underfloor system
EC002603 | EG000005 | Levelling cassette for duct mounting, raised and subfloor installation | 8 |  | Levelling cassette for duct mounting, raised and subfloor installation, Levelling cassette for duct mounting, raised and underfloor installation
EC002604 | EG000003 | Cable bundle hose | 9 |  | Cable bundle hose, Flexible cable guiding system, Spiral hose, Zipper hose
EC002605 | EG000037 | Multifunctional connection box | 6 |  | Appliance connection box, Communication connection box, Multifunctional connection box, Socket outlet, Terminal box, Wall socket
EC002606 | EG000037 | Insert for multifunctional connection box | 5 |  | Communication module, Insert for multifunctional connection box
EC002607 | EG000037 | Patch cord fibre optic industry | 9 |  | Connecting cable, Connecting cord, Connecting pipe, Connection cable, Extension circuit, PC cable, PC-cable, Patch cord fibre optic industry
EC002608 | EG000037 | Accessories/spare parts for modular connection system | 6 |  | Accessories for modular connection system, Accessories/spare parts for modular connection system, Adapter kit, Base plate, Blind cap, Blind cover, Blind module, Built-in flange, Connector, Cover, Cover plate, Distance frame, Earthing frame set, Interlocking, Module frame, Module housing rack, Mounting clip, Mounting holder, Reduction piece, Retaining bracket, Safety catch, Spare part for modular connection system, Spare parts for modular connection system
EC002609 | EG000037 | Accessories/spare parts for optic fibre technology | 9 |  | Accessories for optic fibre technique, Accessories for optic fibre technology, Accessories/spare parts for optic fibre technique, Accessories/spare parts for optic fibre technology, Adapter, Adaptor, Alcohol-dispenser, Base plate, Blade, Blind cap, Blind cover, Bottom plate, Cable reservoir, Case, Cleaning set, Cleansing tissue, Consumables, Expansion kit, Fibre left-over box, Fibre optic connection sleeve, Glass fibre connection sleeve, Housing, Housing base, Installation set, Matrix, Mounting bracket, Mounting plate, Plug holder, Polish set, Set of expendable items, Spare part for optic fibre technology, Spare parts for optic fibre technique, Spare parts for optic fibre technology, Substitute blade, Tool
EC002610 | EG000037 | Accessories/spare parts for communication technology | 7 |  | Accessories for communication technique, Accessories for communication technology, Accessories/spare parts for communication technique, Accessories/spare parts for communication technology, Built-in fuse, Cable cleaning set, Contact clip, Contact pin, Cover contact, Cover switch, Covering cap, Distance frame, Distance holder, Lace up set, Round bar, Screen connector, Shunt pen, Soldering flag, Spare part for communication technology, Spare parts for communication technique, Spare parts for communication technology
EC002611 | EG020090 | Control switch | 9 |  | Coding switch, Control switch, Group switch, Key switch, Level switch, On/off switch, Reverser, Reversing switch, Rotary toggle, Selector switch, complete, Series switch, Switch, Two-way switch
EC002613 | EG020090 | Extension module for motor management device | 9 |  | Analogue module, Digital module, Earth fault module, Extension module, Extension module for electronic motor control and protection device, Extension module for motor management device, Temperature module
EC002614 | EG020090 | Operator panel for Motor management device | 8 |  | Control element, Operation, Operator panel for Motor management device, Operator panel for electronic motor control and protection device
EC002615 | EG020090 | Accessories/spare parts for electronic motor control and protection device | 6 |  | Accessories for electronic motor control and protection device, Accessories/spare parts for electronic motor control and protection device, Addressing plug, Connecting cable, Cover, Cover plate, Door adapter, Door adaptor, Mounting material, PC cable, PC-cable, Parametrise cable, Spare part for electronic motor control and protection device, Spare parts for electronic motor control and protection device, Storage module
EC002616 | EG021002 | Temperature switch | 8 |  | Bimetal temperature switch, Exposed thermostat, Resistance thermostat, Temperature limiter, Temperature monitoring, Temperature switch, Thermostat
EC002617 | EG000011 | Cover/infill panel/identification strip (enclosure/cabinet) | 7 |  | Blind, Blind plate, Cover, Cover / infill panel / identification strip (enclosure/cabinet), Cover / infill panel / identification strip (switchgear cabinet), Cover/infill panel/identification strip (enclosure/cabinet), Front panel (switchgear cabinet), Front plate, Labelling strip/-sign
EC002620 | EG000011 | Components for installation (enclosure/cabinet) | 8 |  | 19 inch angle profile, 19 inch angle set, 482.6 mm (19 inch) angle profile, 482.6 mm (19 inch) angle set, 482.6 mm (19 inch) mounting rack, 482.6 mm (19 inch) profile, 482.6 mm (19 inch) profile set, Angular profile, Base plate, Bottom plate, Cable trough, Component for installation (enclosure/cabinet), Component for installation (switchgear cabinet), Component for supporting bracket, Components for installation (enclosure/cabinet), Connector / partition piece, Connector/partition piece, Control board, Conversion kit, Corner connector, Corner set, Cover, Depth bracket, Device bottom, Device carrier, Drawer, Dump, Earthquake kit, Elevation ring, Fastening profile, Floor, Floor plate, Foot for worktop, Goup carrier, Grid profile, Hinge, Hinged keyboard drawer, Housing base, Installation set, Intermediate arbor, Main group carrier, Module rack, Monitor frame, Mounting bar, Mounting frame, Mounting kit, Mounting rail, Mounting set, Mouse shelf, Profile, Profile rail, Shelf, Slide bolt profile, Sliding rail, Support bracket, Support rail, Supporting bracket, Supporting plate for monitor, Swing frame, Swing frame mounting, Telescopic rail
EC002621 | EG000011 | Components for transport (enclosure/cabinet) | 6 |  | Component for transport (enclosure/cabinet), Component for transport (switchgear cabinet), Components for transport (enclosure/cabinet), Feed roll, Transport bracket, Transport lug
EC002622 | EG000011 | Components for arrangement/baying system (enclosure/cabinet) | 7 |  | Brace, Clamp spring, Component for arrangement / baying system (enclosure/cabinet), Component for arrangement / baying system (switchgear cabinet), Components for arrangement / baying system (enclosure/cabinet), Components for arrangement/baying system (enclosure/cabinet), Components for lace up technique, Coupling piece, Coupling piece, bottom, Coupling piece, side, Coupling piece, top, Coupling set, bottom, Coupling set, side, Coupling set, top, Ear, Frame, Installation set, Mounting angle, Mounting corner, Mounting frame, Stand (base), Support bracket, Suspension bracket
EC002623 | EG000011 | Component for earthing/equipotential bonding (enclosure/cabinet) | 8 |  | Accessories for EMC (switchgear cabinet), Clamp, Component for earthing / equipotential bonding (enclosure/cabinet), Component for earthing / equipotential bonding (switchgear cabinet), Component for earthing/equipotential bonding (enclosure/cabinet), Component for earthing/equipotential bonding (switchgear cabinet), Components for earthing / equipotential bonding (enclosure/cabinet), Ground strap, Line filter, Potential equalization
EC002624 | EG000011 | Components for wiring, cable entry, cable fixing (enclosure/cabinet) | 6 |  | Cable entry, Cable guard rail, Component for wiring, cable entry and cable fixing (switchgear cabinet), Component for wiring, cable entry, cable fixing (enclosure/cabinet), Component for wiring, cable entry, cable fixing (enclosure/switchgear cabinet), Components for wiring, cable entry, cable fixing (enclosure/cabinet), Flange, Gland nut, Protective hose
EC002625 | EG000011 | Mounting accessories (enclosure/cabinet) | 9 |  | 19 inch mounting angle bracket, 19 inch mounting bracket, 19 inch mounting set, 482.6 mm (19 inch) mounting angle bracket, 482.6 mm (19 inch) mounting bracket, 482.6 mm (19 inch) mounting set, Adaptation for wiring systems, Adapter kit, Adaptor kit, Corner piece, Distance piece, Enclosure thread strip, Fastening parts/-set, Fastening profile, Hollow wall set, Mounting accessories (enclosure/cabinet), Mounting accessories (switchgear cabinet), Mounting angle bracket, Mounting bracket, Mounting corner, Mounting kit, Mounting post, Mounting rail, Profile
EC002626 | EG000011 | Components for door (enclosure/cabinet) | 6 |  | Adapter, Component for door (enclosure/cabinet), Component for door (switchgear cabinet), Components for door (enclosure/cabinet), Door contact, Door detent, Door stopper, Gas compression spring, Gas-pressurized spring, Handgrip, Handle, Interlocking, Lock adapter, Lock adaptor, Swing frame detent
EC002627 | EG000011 | Monitoring system (enclosure/cabinet) | 7 |  | Adapter, Adapter for monitoring system, Adaptor, Built-in set, Communication module, Connecting cable, Control device, Installation set, Installation set for monitoring system, Monitoring system (enclosure/cabinet), Monitoring system (switchgear cabinet), Sensor
EC002631 | EG000024 | Slot PLC (PC-based controls) | 6 |  | Control, Slot PLC (PC-based controls)
EC002632 | EG000024 | Complete system (PC-based controls) | 5 |  | Complete system (PC-based controls)
EC002633 | EG000024 | Soft PLC (PC-based controls) | 8 |  | Control, Soft PLC (PC-based controls)
EC002634 | EG000024 | Fieldbus, decentr. periphery - pneumatics module | 9 |  | Fieldbus, decentr. periphery - pneumatics module
EC002635 | EG000058 | Circular connector for field assembly (industrial connector) | 9 |  | Circular connector (industrial connector), Circular connector for field assembly (industrial connector), Connector, Heavy duty connector, Sensor-actuator connector
EC002636 | EG000058 | Rectangular connector, set (industrial connector) | 8 |  | Rectangular connector (industrial connector), Rectangular connector, set (industrial connector)
EC002637 | EG000058 | Printed circuit board connector | 8 |  | Plug, Printed circuit board connector
EC002638 | EG000058 | Cable connector | 8 |  | Cable connector, Direct plug connector, Edge connector PCB plug connector, LP plug connector, Plug, Pluggable printed-circuit board, Printed circuit board connector, Printed-circuit board connection system, Printed-circuit board plug connector, Socket board, Socket plug
EC002639 | EG000058 | RF connector | 8 |  | HF connector, High frequency connector, RF connector, Radio frequency connector
EC002640 | EG000058 | I/O connector | 5 |  | DVI connector, I/O connector, IEEE 1394 connector, SCSI connector, USB connector
EC002641 | EG000058 | Modular connector (industrial connector) | 7 |  | Modular connector, Modular connector (industrial connector)
EC002642 | EG000058 | Chipcard connector | 7 |  | Chipcard connector
EC002643 | EG000058 | Printed circuit board terminal | 9 |  | Clamp, Printed circuit board terminal, SMD terminal, SMT terminal, Soldering terminal, THR terminal, THT terminal
EC002648 | EG000054 | Accessories/spare parts for fire detector | 9 |  | Accessories for fire detector, Accessories for smoke detector, Accessories/spare parts for fire detector, Console mounting, Dust protection cover, Flash light, Lead seal, Locator switch, Mounting console, Protective basket, Radio module, Radio remote control, Relay module, Seal, Spare part for fire detector, Spare parts for fire detector, Test spray, Venturi tube, Vibration alarm unit, Vibration detector, Watertight housing, Wireless remote control
EC002649 | EG000013 | Accessories/spare parts for domestic switching devices | 7 |  | Accessories for domestic switching devices, Accessories/spare parts for domestic switching devices, Adapter set for covers, Adaptor set for covers, Base, Blind module, Cover, Cover plate, Extension claw, Form work adapter, Formwork adapter, Formwork adaptor, Label shield, Lead seal, Locking disc, Membrane, Mounting template, Rocker, Screw, Seal, Sealing flange, Sealing set, Spare fuse, Spare part for domestic switching devices, Spare parts for domestic switching devices, Turn button, Turn button (knob)
EC002650 | EG000047 | Connection for screened wires | 6 |  | Connection for screened wires
EC002651 | EG020088 | Optical fibre sensor/optical fibre amplifier | 8 |  | Optical fibre sensor, Optical fibre sensor / optical fibre amplifier, Optical fibre sensor/optical fibre amplifier
EC002653 | EG020099 | Isolation amplifier | 10 |  | Amplifier, Interface converter, Isolation amplifier
EC002654 | EG020099 | Limit signal transmitter | 10 |  | Limit signal transmitter, NAMUR switching amplifier
EC002655 | EG000047 | Cover for box/housing for surface mounting on the wall/ceiling | 9 |  | Blind cover, Construction protective cover, Cover, Cover for box/housing for surface mounting on the wall/ceiling, Cover plate, Cover with hook, Cover with socket outlet, Mounting cover
EC002656 | EG000047 | Cover for box/housing for built-in mounting in the wall/ceiling | 7 |  | Blind cover, Construction protective cover, Cover, Cover for box/housing for built-in mounting in the wall/ceiling, Cover plate, Cover with hook, Cover with hook and clamp, Mounting cover, Plug cover, Screw cover, Signalling cover, Spring cover
EC002657 | EG000056 | Fire-resistant duct | 8 |  | Cable duct, Duct, Duct fire partitioning, Fire resistant duct, Fire-resistant duct, Installation duct
EC002658 | EG000056 | Outer corner for fire-resistant duct | 7 |  | Cable duct, Duct, Fire-resistant duct, Installation duct, Outer corner for fire-resistant duct
EC002659 | EG000056 | End piece for fire-resistant duct | 7 |  | Cable duct, Duct, End piece for fire-resistant duct, Fire-resistant duct, Installation duct
EC002660 | EG000056 | Flat bend for fire-resistant duct | 7 |  | Cable duct, Duct, Fire-resistant duct, Flat bend for fire-resistant duct, Installation duct
EC002661 | EG000056 | Inner corner for fire-resistant duct | 7 |  | Cable duct, Duct, Fire-resistant duct, Inner corner for fire-resistant duct, Installation duct
EC002662 | EG000056 | Cable clip for fire-resistant duct | 4 |  | Accessories for fire-resistant duct, Cable clip for fire-resistant duct, Cable duct, Duct, Fire-resistant duct, Installation duct
EC002663 | EG000056 | Cross piece for fire-resistant duct | 7 |  | Cable duct, Cross piece for fire-resistant duct, Duct, Fire-resistant duct, Installation duct
EC002664 | EG000056 | Coupler for fire-resistant duct | 7 |  | Cable duct, Coupler for fire-resistant duct, Duct, Fire-resistant duct, Installation duct, Sleeve
EC002666 | EG000056 | Separation plate for fire-resistant duct | 4 |  | Cable duct, Duct, Installation duct, Separating partition, Separation plate for fire-resistant duct
EC002667 | EG000056 | Tee for fire-resistant duct | 7 |  | Cable duct, Duct, Fire-resistant duct, Installation duct, Tee for fire-resistant duct
EC002670 | EG000056 | Accessories/spare parts for fire-resistant duct | 5 |  | Accessories for fire-resistant duct, Accessories/spare parts for fire-resistant duct, Bulkhead fitting, Cable outlet, Connecting element, Connection element, Dry mortar, Potential equalisation set, Potential equalization set, Sealing strip, Spare part for fire-resistant duct, Spare parts for fire-resistant duct, Threaded rod adapter, Threaded rod adaptor, Ventilation element, Wall connection collar
EC002671 | EG000056 | Accessories/spare parts for fire partitioning | 7 |  | Accessories for fire partitioning, Accessories/spare parts for fire partitioning, Calcium silicate plate, Cartridge, Counter plate for coupler, Counter plate for cross piece, Counter plate for end piece, Counter plate for flat bend, Counter plate for inner corner, Counter plate for outer corner, Counter plate for tee, Fibre silicate plate, Fire protection correction element, Fire protection plate, Fire-proof paint, Fire-proof spackling compound, Foam moulding, Gore, Manual/documentation set/permit, Mixing tube, Sealing plate, Spare part for fire partitioning, Spare parts for fire partitioning, Steel wire grid, Support bracket, Tube of silicon paste, Wall text plate, Wedge set
EC002673 | EG000021 | Distance holder for lightning protection | 5 |  | Distance holder for lightning protection
EC002674 | EG000021 | Set for earthing/lightning protection | 6 |  | Air-termination equipment for lightning protection, Base for air termination systems lightning protection, C-clamp for round wire, Conductor holder for lightning protection, Connection clamp for earth rods, Connection clamp for lightning protection, Connector for lightning protection, Disconnection clamp for lightning protection, Distance holder for lightning protection, Driving-in tool for earth rods, Earth rod, Earth terminal clamp, Earthing pipe clamp, Earthing plate, Earthing strap clamp, Equipotential bonding bar, Fixed earthing terminal, Flat strip for lightning protection, Lead-in earthing rod for lightning protection, Metal cable, Protective / Isolating spark gap for lightning protection, Rod holder for lightning protection, Roof conductor holder for lightning protection, Set for earthing/lightning protection, Tube earthing clamp for lightning protection
EC002675 | EG000021 | Set for internal lightning protection/surge protection | 5 |  | Basic element for surge protection device, Combined arrester for data networks/MCR-technology, Combined arrester for power supply systems, Decoupling coil for internal lightning protection, Lightning current arrester for data networks/MCR-technology, Lightning current arrester for power supply systems, Measurement device for surge protection, Remote signalling module for lightning current-/surge arrester, Set for internal lightning protection/surge protection, Surge protection device for data networks/MCR-technology, Surge protection device for power supply and information technology, Surge protection device for power supply systems, Surge protection device for terminal equipment
EC002676 | EG000021 | Surge protection device medium voltage 1-36 kV | 6 |  | Surge protection device medium voltage 1-36 kV
EC002677 | EG000021 | Surge protection device medium voltage > 36 kV | 5 |  | Surge protection device medium voltage > 36 kV, Surge protection device medium voltage >36 kV
EC002678 | EG000030 | Central emergency lighting power supply unit | 7 |  | Central battery emergency lighting system, Central battery system for emergency lighting, Central emergency lighting power supply unit, Emergency lighting power supply unit
EC002679 | EG000040 | Accessories/spare parts for small domestic appliances | 9 |  | Accessories for shaver, Accessories for small domestic appliances, Accessories/spare parts for small domestic appliances, All-purpose slicer, Bronzing device, Care set, Clinical thermometer, Coffee maker, Cover, Cutting insert, Deep frier, Disinfection device, Drinks maker, Drying machine (food), Electric blanket/electric pillow, Electric knife, Epilator, Fever thermometer, Filter, Foil welding machine, Fondue/wok, Food-slicer, Fryer, Grill, Hair dryer/hair styler, Hair trimmer, Hairdryer/Hairstyler, Ice cream maker, Insect repellent device, Iron station, Ironing device, Ironing machine, Joghurt maker, Maintenance kit, Massager, Meatgrinder, Mixer/blender, Protective bag, Protective sleeve, Rubber profile, Shaver, Spare part for small domestic appliances, Spare parts for small domestic appliances, Squeezer/juicer, Steam cooker, Toaster, Waffle maker, Wall mount, Water filter
EC002680 | EG000040 | Accessories/spare parts for vacuum cleaner | 7 |  | Accessories for floor maintenance, Accessories for vacuum cleaner, Accessories/spare parts for floor maintenance, Accessories/spare parts for vacuum cleaner, Brush, Canister-cylinder cleaner, Central vacuum cleaner, Control cable, Cover, Filter, Handgrip, Handle, Hoover outlet, Hose, Inlet valve, Nozzle, Pipe system, Spare part for vacuum cleaner, Spare parts for floor maintenance, Spare parts for vacuum cleaner, Telescopic tube, Vacuum cleaner, Vacuum cleaner bag, Wall inlet/sweep nozzle
EC002683 | EG000040 | Accessories/spare parts for kitchen machine | 5 |  | Accessories for kitchen machine, Accessories for shaver, Accessories/spare parts for kitchen machine, Blender, Chopper, Citrus press, Corn mill, Dough hook, Eggbeater, Fruitpress, Ice cream mixer, Juice centrifuge, Macerator, Meat grinder, Meatgrinder, Mixer, Mixing bowl, Shortbread cookies attachment, Spare part for kitchen machine, Spare parts for kitchen machine, Spin juicer, Vegetable slicer, Whisk, With shortbread cookies attachment
EC002684 | EG000040 | Cooking pot | 7 |  | Cooking pan, Cooking pot
EC002685 | EG000054 | Central fire alarm control panel | 7 |  | Base station, Central fire alarm control panel, Central fire alarm system, Operating and display device for intrusion detection system
EC002686 | EG000054 | Smoke extraction installation | 5 |  | Smoke extraction installation
EC002687 | EG000054 | Expansion module for danger detection system | 7 |  | Alarm transmitter module, Bus-module, Expansion module for danger detection system, Expansion module for danger detection systems, Expansion module for surveillance systems, Indication module, Input and output module, Input module, Interface module, LED-module, Output module, Power supply unit, Radio receiver module, Relay module, Signalling group module
EC002688 | EG020053 | Accessories/spare parts for hot air gun | 9 |  | Accessories for air heater (electric), Accessories for electric air heater, Accessories for hot air gun, Accessories/spare parts for hot air gun, Angle nozzle, Cutting nozzle, Deflection nozzle, Glass fibre reflector, Hot air gun (electrical), Reducing nose, Reflector, Slotted nozzle, Soldering reflector, Spare part for hot air gun, Spare parts for hot air gun, Welding nozzle, Welding shoe, Wide angle beam reflector
EC002689 | EG020042 | Bolt cutting pliers | 8 |  | Bolt cutter, Bolt cutting machine, Bolt cutting pliers, Bolt scissor, Bolt shears, Bolt snips, Construction steel cutter, Cutter, Cutter tool, Cutting tool, Lever center cutter, Pin end cutter pliers, Pincer, Pincers, Thread cutter, Wire cutter
EC002690 | EG020085 | Draw bolt for hole punch | 7 |  | Draw bolt for hole punch
EC002691 | EG020085 | Accessories/spare parts for hole punch | 6 |  | Accessories for hole punch, Accessories/spare parts for hole punch, Adapter for draw bolt, Adaptor for draw bolt, Ball bearing nut, Locknut, Spare part for hole punch, Spare parts for hole punch
EC002693 | EG000020 | Residual current circuit breaker (RCCB) with auxiliary device | 8 |  | Earth leakage switch, Residual current circuit breaker (RCCB), Residual current circuit breaker (RCCB) with auxiliary device, Switch
EC002694 | EG000020 | Miniature circuit breaker (MCB) with auxiliary device | 8 |  | AFDD, Arc fault detection device, Built-in device, Fire prevention circuit breaker by arc monitoring (MCB), Group switch, Mini circuit breaker, Miniature circuit breaker (MCB), Miniature circuit breaker (MCB) with auxiliary device, Over current switch
EC002695 | EG000020 | Earth leakage circuit breaker with auxiliary device | 7 |  | Earth leakage circuit breaker, Earth leakage circuit breaker with auxiliary device, Fire prevention device by arc monitoring
EC002696 | EG000038 | Accessories/spare parts for weather- and explosion proof telephones | 7 |  | Accessories for weather- and explosion proof telephones, Accessories/spare parts for weather- and explosion proof telephones, Built-in housing, Headphone, Installation housing, Loudspeaker, Loudspeaker box, Protective housing, Second receiver, Spare part for weather- and explosion proof telephones, Spare parts for weather- and explosion proof telephones, Table holder, Under frame for telephone hood
EC002697 | EG000037 | System patchpanel copper (twisted pair) | 6 |  | System patchpanel copper (twisted pair)
EC002698 | EG000037 | System patchcord copper (twisted pair) | 7 |  | System patchcord copper (twisted pair)
EC002699 | EG000037 | System patchpanel optic fibre | 7 |  | System patchpanel optic fibre
EC002700 | EG000037 | System patchcord optic fibre | 9 |  | Data center trunk cable, Extension cable, Extension circuit, Fibre optic cable, MPO-cable, MTP-cable, MTP-distributor, System patchcord optic fibre, Trunk cable, Trunk cable assembly
EC002701 | EG000041 | Blu-ray-player/-recorder | 7 |  | Blu-ray-player/-recorder
EC002702 | EG021009 | Joint clip for installation duct | 6 |  | Coupler for installation duct, Joint clip for installation duct
EC002703 | EG000040 | Vacuum cleaner for central hovering installation | 5 |  | Central vacuum cleaner, Vacuum cleaner for central hovering installation
EC002704 | EG000020 | Cylindrical fuse | 8 |  | Ceramic fuse, Cylindrical fuse, Fiberglass fuse, Fuse system C (IEC 60269-3), Fuse system F (IEC 60269-3), Glass fuse, Miniature fuse, Spare fuse
EC002705 | EG000020 | Holder for cylindrical fuse | 6 |  | Holder for cylindrical fuse, Type of fuse
EC002706 | EG000027 | Light ribbon/-hose/-strip | 10 |  | LED, LED strip, LED-light ribbon-/hose/-strip, LED-strip, Light hose, Light ribbon, Light ribbon-/hose/-strip, Light ribbon/-hose/-strip, Light strip, Single LED
EC002707 | EG000030 | Accessories/spare parts for light ribbon/-hose/-strip | 9 |  | Accessories for light ribbon hose, Accessories for light ribbon strip, Accessories for light ribbon-/hose/-strip, Accessories/spare parts for light ribbon-/hose/-strip, Accessories/spare parts for light ribbon/-hose/-strip, Connection set, Connector, Control, End piece, LED, Mounting clip, Power cord, Remote control, Single LED, Spare part for light ribbon-/hose/-strip, Spare parts for light ribbon hose, Spare parts for light ribbon strip, Spare parts for light ribbon-/hose/-strip, Type of gear
EC002708 | EG000028 | Lamp for medical applications | 7 |  | Amnioscope, Bronchoscope, Colorimeter, Endoscope, Headlight, Lamp for medical applications, Laryngoscope, Lens meter, Main lamp, Microscope, OR-luminaire, Ophthalmoscope, Otoscope, Proctoscope, Rectoscope, Retinoscope
EC002709 | EG000030 | Cover for fluorescent lamp | 7 |  | Colour filter, Cover for fluorescent lamp, Protective barrier
EC002710 | EG000030 | LED driver | 10 |  | LED controlling, LED driver
EC002711 | EG000030 | Filter coil for power factor correction | 6 |  | Filter coil for power factor correction
EC002712 | EG000030 | Accessories/spare parts for ballast | 8 |  | Accessories for ballast, Accessories/spare parts for ballast, Conversion kit, Pull relief, Sensing device, Sensor (unit), Spare part for ballast, Spare parts for ballast, Strain relief
EC002713 | EG000047 | Terminal box | 9 |  | Cable junction box for light pole, Distributor, Distributor case, Small distribution board equipped, Terminal box
EC002714 | EG020099 | Inductive proximity switch | 9 |  | Inductive proximity switch, Proximity sensor, Proximity switch, Sensor
EC002715 | EG020099 | Capacitive proximity switch | 9 |  | Capacitive proximity switch, Explosion proof capacitive proximity switch, Sensor
EC002716 | EG020088 | Through beam photoelectric sensor | 7 |  | Light curtain, One-way light barrier, Receiver, Through beam photoelectric sensor, Transmitter
EC002717 | EG020088 | Retroreflective photoelectric sensor | 7 |  | Light curtain, Reflection light barrier, Retroreflective photoelectric sensor
EC002719 | EG020088 | Light scanner with background masking | 7 |  | Light curtain, Light scanner with background masking, Push button
EC002720 | EG020088 | Fork light barrier | 7 |  | Fork light barrier, Light curtain
EC002721 | EG020088 | Optical frame sensor | 7 |  | Light curtain, Optical frame sensor
EC002722 | EG020250 | Jointing compound | 10 |  | 1 k polyurethane, 1 k polyurethane foam, 1 k polyurethane-hybrid, 2 k polyurethane, 2 k polyurethane foam, 2 k repair kit, Acrylic sealant, Construction foam, Construction sealant, Epoxy kitt, Filling foam, Flax, Groove sealant, Hemp, Industrial silicon, Insulated foam, Insulating foam, Jointing compound, Mounting foam, Pipe thread seal, Refractory grout, Rubber, Sealant, Sealant hylomar, Sealing compound, Sealing kit, Silicone, Surface seal, Surface sealing, Universal sealant, Well foam, Window foam
EC002734 | EG000005 | Floor tile for cable floor system | 2 |  | Accessory support tile, Basic tile, Built-in tile for cover set, Cable floor system, Cable outlet tile, Earthing tile, Floor tile for cable floor system, Floor tile steel, Renovation floor system
EC002735 | EG000005 | Support for cable floor system | 4 |  | Cable floor system, Cablefloorsupport, Computer floor, Floorsupport, Raised floor support, Raised floor system, Renovation floor system, Support element cable floor, Support for cable floor system
EC002736 | EG000005 | Skirt finishes for cable floor system | 1 |  | Cable floor system, Floor system, Project skirt finishes, Renovation floor system, Skirt finishes for cable floor system
EC002737 | EG000005 | Accessories/spare parts for cable floor system | 4 |  | Accessories for cable floor system, Accessories/spare parts for cable floor system, Cable floor system, Corner for stop end, Fixing bracket surface tank, Mounting bracket for surface tank, Outer corner for plenum space, Plenum outer corner, Ramp, Ramped finishes, Spare part for cable floor system, Spare parts for cable floor system, Stop end, Stop end for plenum space
EC002738 | EG000005 | Connecting component for cable floor system | 1 |  | Built-in square, Built-in unit, Built-under box, Built-under unit, Cable floor system, Connecting component for cable floor system, Connecting components for cable floor system, Data connecting components for cable floor system, Electrical connecting components for cable floor system, Fully submerged data unit, Fully submerged power unit, Fully submerged unit square, Fully submerged unit universal, Fully submerged unit universal data, Partially submerged unit square, Underbox
EC002739 | EG000005 | Distribution box for cable floor system | 2 |  | Cable floor system, Data distributor for cable floor system, Distribution box for cable floor system, Distributor, Fastconnector, Floor system, Power distributor for cable floor system, Renovation floor system
EC002744 | EG020093 | Calibration measuring instrument | 4 |  | Adjust, Brand independant calibration, Calibrate, Calibration NEN 3140 tester, Calibration calibrator, Calibration clamp meter, Calibration earth ground tester, Calibration high voltage tester, Calibration installation tester, Calibration insulation tester, Calibration machine tester, Calibration measuring instrument, Calibration micro-ohmmeter, Calibration multi meter, Calibration oscilloscope, Calibration power analyzer, Calibration service, Calibration voltage tester
EC002749 | EG000055 | Accessories/spare parts for photovoltaics data logger | 5 |  | Accessories for photovoltaics data logger, Accessories for solar data logger, Accessories/spare parts for photovoltaics data logger, Adapter, Adaptor, Cable, Plug, Power adaptor, Spare part for photovoltaics data logger, Spare parts for photovoltaics data logger
EC002750 | EG000035 | Accessories/spare parts for optic and acoustic signalling equipment | 5 |  | Accessories for alarm clock, Accessories for alarm luminaire, Accessories for alarm signal, Accessories for bell, Accessories for buzzer, Accessories for continuous luminaire, Accessories for electronic buzzer, Accessories for electronic sound generator, Accessories for flashing alarm luminaire, Accessories for flashing luminaire, Accessories for indicator light, Accessories for indicator luminaire, Accessories for loudspeaker, Accessories for motor siren, Accessories for optic and acoustic signalling equipment, Accessories for optical/acoustic signal device, Accessories for optical/acoustic signal devices, Accessories for radio transmitter, Accessories for rotating beacon alarm luminaire, Accessories for signal devic, Accessories for signal generator, Accessories for signal horn, Accessories for sound generator, Accessories for strobe luminaire, Accessories for traffic light, Accessories for warning light pole, Accessories/spare parts for optic and acoustic signalling equipment, Ceiling-/installation bracket, Dome, Extension pipe, Hood, Junction box, Lens, Protective grille, Sensor window, Spare part for optic and acoustic signalling equipment, Spare parts for acoustic signalling equipment, Spare parts for optic and acoustic signalling equipment, Wall mount box, Wall-/support console
EC002753 | EG000038 | Mobile phone | 4 |  | Cellphone, Cellular phone, Mobile, Mobile phone, Smartphone
EC002754 | EG000038 | Accessories/spare parts for headphone/headset | 4 |  | Accessories for head-set, Accessories for headphone, Accessories for headphone/head-set, Accessories for headphone/headset, Accessories/spare parts for headphone, Accessories/spare parts for headphone/head-set, Accessories/spare parts for headphone/headset, Accessories/spare parts for headset, Adapter cable, Adaptor cable, Amplifier, Ear-cushions, Hookswitch, Spare part for headphone/headset, Spare parts for head-set, Spare parts for headphone, Spare parts for headphone/headset
EC002756 | EG000040 | Hotstone massage appliance | 3 |  | Body massage appliance, Hotstone massage appliance
EC002757 | EG020250 | Lubricant | 5 |  | Cable lubricant, Concrete formwork lubricant, Concrete lubricant, Concrete release agent, Conduit lubricant, Lubricant, PVC lubricant, Pipe lubricant, Thread lubricant, Wire lubricant
EC002758 | EG020048 | Energy management controller | 4 |  | Energy management controller, Energy saving lighting, Motor management, Power quality controller
EC002759 | EG000013 | Desk connecting unit | 5 |  | Combi unit, Desk connecting unit, Desk unit, Socket outlet strip
EC002760 | EG000023 | Wiring set for small distribution board | 1 |  | Wiring set for small distribution board
EC002761 | EG000027 | Festive lighting | 6 |  | Bulb luminaire, Candle, Candle stick light, Candle/tea light, Candlestick, Chainlight, Chandelier, Christmas lighting, Christmas tree lighting, Curtain light, Decorative image, Festive lighting, Figurative light, Illumination cable set, Lampion, Lighting chain, Lighting curtain, Party lighting, Peaklight, Seasonal lighting, Tea light
EC002762 | EG000013 | Power distribution unit (PDU) | 5 |  | 10 inch rack, 10"-rack, 19 inch rack, 19"-rack, ICT Rackpower, IT Rackpower, Power distribution unit (PDU), Rack PDU, Rackpower
EC002767 | EG020450 | Underground box | 6 |  | Burial connection box, Burial connection/junction box, Burial junction box, Connection box, Connection/junction box, Junction box, Subfloor box, Subfloor distributor, Subfloor tank, Underfloor box, Underfloor distributor, Underfloor tank, Underfloor tank empty, Underground box, Underground distributor
EC002768 | EG000030 | Luminaire hoist | 3 |  | Luminaire hoist
EC002770 | EG020041 | Garden chopper (electric) | 5 |  | Garden chopper (electric)
EC002771 | EG020036 | Garden scissors (battery) | 3 |  | Cordless shears, Garden scissors (battery), Garden scissors (electric), Garden shear, Pruning shears (battery), Wine-growing shears (battery)
EC002773 | EG020036 | Lawn shears (battery) | 3 |  | Lawn shears (battery)
EC002775 | EG020036 | Hedge trimmer (battery) | 4 |  | Battery hedge trimmer, Battery machine, Hedge trimmer (battery)
EC002776 | EG020041 | Hedge trimmer (electric) | 4 |  | Electric hedge trimmer, Electrical hedge trimmer, Hedge trimmer (electric)
EC002778 | EG020033 | Stripping and crimping machine | 2 |  | Strip and crimp tool, Stripping and crimping machine
EC002779 | EG020090 | Extruded profile modular housing | 4 |  | Extruded profile modular housing
EC002780 | EG000024 | Interface module | 2 |  | Interface module, Transfer module
EC002781 | EG000059 | Voltage detector | 3 |  | Voltage detector
EC002782 | EG020036 | Chain saw (battery) | 5 |  | Battery machine, Chain saw, Chain saw (battery)
EC002783 | EG000059 | Accessories/spare parts for safety equipment | 5 |  | Accessories for safety devices, Accessories for safety equipment, Accessories/spare parts for safety equipment, Adapter, Adaptor, Assembly support, Bag, Battery, Case, Cleaning material, Connection piece, Contacting aid for operating head, Cover, Display device, Earthing conductor, Earthing handle, Electrode, Electrodes for voltage detector, Extension prod, Fall protection, Flat washer, Hand grip, Handle, Handle extension, Handle stick/handle stick extension, Holding device, Insert hook, Insulating part, Lock-out device, Lock-out element, Mast adapter, Mast adaptor, Oil reservoir, Operating head, Pressure plate, Protective clothes, Rotary handle, Screw, Screw-in earthing insert, Seal, Sealing, Spare part for safety equipment, Spare parts for cleaning set, Spare parts for refilling device, Spare parts for safety equipment, Spring ring, Switching stick head, Terminal part, Test probes for voltage detector, Test prod, Test rods for phase comparator, Test rods for voltage detector, Turn handle
EC002784 | EG000059 | Phase comparator | 3 |  | One-phase phase comparator, Phase comparator, Two-phase phase comparator
EC002785 | EG000059 | Voltage detection system | 3 |  | Measuring adapter, Measuring impedance, Voltage detection system
EC002786 | EG000059 | Operating rod | 4 |  | Earthing rod, Fuse tongs, Insulating rod, Operating rod, Operating stick, Saving rod, Shift rod
EC002787 | EG000059 | Insulating protective shutter | 2 |  | Insulating protective shutter
EC002788 | EG000059 | Earthing and short-circuiting device | 4 |  | Earthing and short-circuiting device
EC002790 | EG000059 | Connection element for earthing and short circuit device | 3 |  | Connection element for earthing and short circuit device, Connector element for earthing and short circuit device
EC002791 | EG020041 | Chain saw (electric) | 4 |  | Chain saw, Chain saw (electric), Electric chain saw, Electrical chain saw
EC002792 | EG020085 | Chain saw (combustion engine) | 3 |  | Chain saw, Chain saw (combustion engine), Chain saw (petrol), Motor saw, Tree saw
EC002793 | EG000059 | Fixed ball point for earthing and short circuit device | 4 |  | Fixed ball point for earthing and short circuit device
EC002794 | EG000059 | Single-pole earthing and discharge device | 4 |  | Single-pole earthing and discharge device
EC002795 | EG000059 | Cleaning kit for electrical devices | 1 |  | Cleaning kit electrical installations, Cleaning kit for electrical devices
EC002796 | EG020036 | Mower (battery) | 5 |  | Lawn mower, Mower (battery)
EC002797 | EG000059 | Refilling device for end closures | 2 |  | Refilling device for end closures, Refilling device for sealing ends
EC002798 | EG000046 | Cover drape (safety at work) | 3 |  | Cover drape (safety at work)
EC002799 | EG020041 | Mower (electric) | 4 |  | Mower (electric)
EC002800 | EG020010 | Mower (combustion engine) | 2 |  | Mower (combustion engine)
EC002801 | EG020036 | Lawn trimmer (battery) | 4 |  | Edge cutter, Lawn trimmer (battery)
EC002802 | EG020041 | Lawn trimmer (electric) | 4 |  | Edge cutter, Lawn trimmer (electric)
EC002803 | EG020036 | Lawn scarifier/aerator (battery) | 4 |  | Aerator, Lawn aerator, Lawn rake, Lawn scarifier, Lawn scarifier/aerator (battery), Rake, Scarifier
EC002804 | EG020041 | Lawn scarifier/aerator (electric) | 6 |  | Aerator, Lawn aerator, Lawn rake, Lawn scarifier, Lawn scarifier/aerator (electric), Rake, Scarifier
EC002805 | EG020053 | Accessories/spare parts for garden chopper | 4 |  | Accessories for garden chopper, Accessories/spare parts for garden chopper, Collection bag, Collection container, Covering hood, Grass bag, Spare blade, Spare part for garden chopper, Spare parts for garden chopper
EC002806 | EG020085 | Accessories/spare parts for scissors/shears | 4 |  | Accessories for hedge trimmer, Accessories for knife, Accessories for knife/scissors/shears, Accessories for lawn shears, Accessories for scissors, Accessories for scissors/shears, Accessories for shears, Accessories/spare parts for hedge trimmer, Accessories/spare parts for knife/scissors/shears, Accessories/spare parts for scissors/shears, Blade guard, Care quiver, Care spray, Scissors anvil, Scissors spring, Shearing blade, Shrub shear blade, Spare part for scissors/shears, Spare parts for hedge trimmer, Spare parts for knife, Spare parts for knife/scissors/shears, Spare parts for scissors, Spare parts for scissors/shears, Spare parts for shears, Telescopic handle
EC002808 | EG020042 | Stretching pliers for stretch sleeves | 4 |  | Stretching pliers for hoses, Stretching pliers for stretch sleeves, Trihorn pliers
EC002809 | EG000021 | Earthing strip preassembled | 5 |  | Bridging cable, Drain wire, Earthing cable, Earthing strip, Earthing strip preassembled, Elastic relation, Shunt
EC002810 | EG020053 | Accessories/spare parts for lawn trimmer | 4 |  | Accessories for lawn trimmer, Accessories/spare parts for lawn trimmer, Knife, Spare part for lawn trimmer, Spare parts for lawn trimmer, Spool, Thread for trimmer, Wheel set
EC002811 | EG020053 | Accessories/spare parts for mower | 4 |  | Accessories for mower, Accessories/spare parts for mower, Grass catcher box, Spare blade, Spare part for mower, Spare parts for mower, Under blade
EC002812 | EG020053 | Accessories/spare parts for lawn scarifier/aerator | 4 |  | Accessories for lawn aerator, Accessories for lawn scarifier, Accessories for lawn scarifier/aerator, Accessories/spare parts for lawn scarifier/aerator, Claw carrier, Spare claw, Spare part for lawn scarifier/aerator, Spare parts for lawn aerator, Spare parts for lawn scarifier, Spare parts for lawn scarifier/aerator, Spring steel teeth
EC002813 | EG020041 | Plunge router (electric) | 6 |  | Electric router, Electrical router, Plunge router (electric), Seal milling machine, Surface cutter (electric)
EC002814 | EG020041 | Chop saw, semi-stationary (electric) | 6 |  | Chop saw electric (semi-stationary), Chop saw, semi-stationary (electric), Electric strip saw, Electrical strip saw, Fine cutting saw, Mitre saw, Precision saw (electric)
EC002815 | EG020041 | Table-, chop- and bevel saw, semi-stationary (electric) | 5 |  | Bevel saw, Chop saw, Crosscut saw, Crosscut sawing machine, Mitre saw, Table saw, Table-, chop- and bevel saw electric (semi-stationary), Table-, chop- and bevel saw, semi-stationary (electric)
EC002816 | EG020036 | Straight grinder (battery) | 5 |  | Battery machine, Straight grinder (battery)
EC002817 | EG020041 | Straight grinder (electric) | 5 |  | Milling and grinding engine, Straight grinder (electric)
EC002818 | EG020041 | Tile cutter (electric) | 4 |  | Tile cutter, Tile cutter (electric), Tile cutter set
EC002819 | EG020036 | Plunge router (battery) | 5 |  | Battery Router, Battery machine, Plunge router (battery), Surface cutter (Accu), Wooden milling machine
EC002820 | EG020036 | Concrete vibrator (battery) | 3 |  | Concrete vibrator (Accu), Concrete vibrator (battery)
EC002821 | EG020041 | Concrete vibrator (electric) | 3 |  | Concrete vibrator (electric)
EC002823 | EG020033 | Power generator | 5 |  | Current generator, Diesel generator, Electric power generator, Emergency generator, Emergency power supply, Gas generator, Generator, Generator set, Generator with diesel engine, Generator with engine, Generator with gas engine, Generator with motor, No break system, Power generator
EC002824 | EG000038 | Walkie-talkie | 5 |  | CB radio, HT, Handheld transceiver, Radio apparatus, Two-way radio transceiver, Walkie talkie, Walkie-talkie
EC002828 | EG000030 | Pillar for bollard | 5 |  | Pillar for bollard
EC002830 | EG000046 | Suspenders | 2 |  | Braces, Galluses, Pair of braces, Suspenders
EC002831 | EG000046 | Overshoe | 4 |  | Gaiter, Heat protection clothes, Heat protection gaiter, Occupation clothing, Overshoe
EC002832 | EG000046 | Disposable glove | 5 |  | Disposable glove, Disposable protection glove, Disposable safety glove, Foil glove, Glove, Latex disposable glove, Surgeon glove, Work glove
EC002833 | EG020053 | Machine chisel | 4 |  | Asphalt chisel, Chisel for drill hammer, Flat chisel, Groove chisel, Grooving chisel, Hollow chisel, Joint chisel, Jointing chisel, Machine chisel, Pointed chisel, Spade chisel, Wing chisel
EC002834 | EG000041 | Docking station | 3 |  | Charging station, Charging tray, Docking station, Dockingstation, iPhone Dockingstation, iPod Dockingstation
EC002835 | EG000004 | Tee for mesh cable tray | 5 |  | T-piece for mesh cable tray, Tee for mesh cable tray
EC002836 | EG000004 | Angle attachment for mesh cable tray | 6 |  | Angle attachment for cable channel, Angle attachment for mesh cable tray
EC002837 | EG000047 | Accessories/spare parts for cable resin | 5 |  | Accessories for cable resin, Accessories/spare parts for cable resin, Cable centering, Cable centring, Distance band, Distance triangle, Injection valve, Inlet valve, Mixing tube, Pressure bandage, Rough fiber strip, Rough fibre strip, Separation wedges, Spare part for cable resin, Spare parts for cable resin
EC002838 | EG000014 | Accessories/spare parts for CEE plugs and sockets (IEC 60309) | 5 |  | Accessories for CEE plugs and sockets, Accessories for CEE plugs and sockets (IEC 60309), Accessories/spare parts for CEE plugs and sockets, Accessories/spare parts for CEE plugs and sockets (IEC 60309), Coding part, Coding pin, Contact parts, Intermediate flange, Phase converter adapter, Phase converter adaptor, Plug adapter, Plug adaptor, Spare part for CEE plugs and sockets (IEC 60309), Spare parts for CEE plugs and sockets, Spare parts for CEE plugs and sockets (IEC 60309), Suspension
EC002839 | EG000053 | Accessories/spare parts for battery/charger | 4 |  | Accessories for battery, Accessories for battery/charger, Accessories for charger, Accessories/spare parts for battery/charger, Battery clamp, Battery pack clamp, Battery terminal, Clamp, Clamp for battery, Insulation cover, Lead acid, Loodzuur, Spare part for battery/charger, Spare parts for battery, Spare parts for battery/charger, Spare parts for charger, Support
EC002840 | EG000054 | Carbon monoxide detector | 4 |  | CO alarm, CO detector, Carbon monoxide alarm, Carbon monoxide detector, Carbonmonoxide alarm, Carbonmonoxide detector
EC002842 | EG000054 | Explosion proof fire detector | 1 |  | Explosion proof fire detector
EC002843 | EG000038 | Weatherproof intercom station | 2 |  | Weatherproof intercom station
EC002844 | EG000013 | Energy data gateway | 3 |  | Energy data gateway, Mulit utility controller
EC002845 | EG000013 | Energy consumption indication | 3 |  | Energy consumption indication
EC002846 | EG000013 | Multi combination switch/push button/socket outlet | 4 |  | Multi combination switch/push button/socket outlet
EC002847 | EG000040 | Accessories/spare parts for body care appliances | 2 |  | Accessories for body care appliances, Accessories for hair care, Accessories for mouth care appliances, Accessories for shaver, Accessories/spare parts for body care appliances, Care products, Curler, Cutterblock, Dental floss, Detergent, Diffusor, Gas cartridge, Nozzle, Nozzles, Razor blade block, Razor foil, Razor foil and cutterblock, Razor foil and razor blade block, Razor head, Spare part for body care appliances, Spare parts for body care appliances, Tongue cleaner, Toothbrush
EC002848 | EG000012 | Accessories/spare parts for terminals | 2 |  | Accessories for terminals, Accessories/spare parts for terminals, Blind terminal, Clamp bracket, Cover, Insulating bridge, Insulating sleeve, Insulating web, Mounting base, Mounting foot, Reducing plug, Screw, Short circuit plug, Shorting plug, Spare part for terminals, Spare parts for terminals, Test plug, Test plug socket, Washer
EC002849 | EG020087 | Accessories/spare parts for gate-/roller-blind drive | 5 |  | Accessories for gate drive, Accessories for gate-/roller-blind drive, Accessories for roller-blind drive, Accessories/spare parts for gate-/roller-blind drive, Ball bearing, Breaking unit, Claw bearing, Deflector unit, Door clutch holder, Emergency release, Extension module, Foundation box, Guide arm, Guide rail, Holder remote control, Holder/table top holder remote control, Holder/tabletop holder remote control, Mounting angle, Mounting bracket, Mounting rail holder, Rubber-metal anti-vibration mount, Service tool, Slotted iron strip, Software kit, Spare part for gate-/roller-blind drive, Spare parts for gate drive, Spare parts for gate-/roller-blind drive, Spare parts for roller-blind drive, Tabletop holder remote control, Toothed belt, Transmission arm
EC002850 | EG000015 | Accessories/spare parts for UPS | 5 |  | Accessories for UPS, Accessories/spare parts for UPS, Battery/accumulator, Bypass, Cable set, Connector, Converter module, Mounting kit, Network interface, Redundancy module, SNMP/web adapter, SNMP/web adaptor, Spare part for UPS, Spare parts for UPS, Switch unit, Transformer
EC002851 | EG000013 | Hollow wall installation box with premounted switching devices | 6 |  | Built-in installation box, Distributor box, Double socket outlet, Hollow wall installation box with premounted socket outlet, Hollow wall installation box with premounted switching devices, Prewired double socket outlet, Prewired socket outlet, Prewired switch, Prewired triple socket outlet, Socket outlet, Switch, Wall socket
EC002852 | EG020030 | Typewriter | 2 |  | Type writer, Typewriter
EC002853 | EG020030 | Document shredder | 3 |  | Document shredder, File shredder, Office and IT shredder, Office shredder, Shredder, Small file shredder
EC002854 | EG020030 | Laminating device | 4 |  | Laminating device
EC002855 | EG020030 | Cash register | 2 |  | Cash register, Register
EC002856 | EG020030 | Punching/binding device | 3 |  | Binding device, Binding machine, Combined binding device, Combined punching/binding device, Punching device, Punching/binding device, Spiral binding device
EC002857 | EG000021 | Earthing mat | 3 |  | Bathroom earthing, Earthing mat
EC002858 | EG020070 | Protection grille finned tube heater | 3 |  | Protection grille finned tube heater
EC002859 | EG020070 | Mirror heating | 2 |  | Mirror heating
EC002860 | EG020014 | Air compressor | 4 |  | Air compressor, Airbrush compressor, Building compressor, Compressed air generation, Concrete restructuring compressor, Construction site compressor, Craftsmen compressor, Do-it-yourselfer compressor, Fad compressor, Industrial compressor, Piston compressor
EC002862 | EG020014 | Accessories and tools compressed air | 5 |  | Accessories air compressor, Accessories and tools compressed air, Accessories compressed air, Chain hoist, Compressed air tool, Dowel pin puller, Foil eraser, Foil ersaser, High pressure gun, Inflating valve, Liquid sprayer, Multi cutter, Nebulizer, Needle scaler, Paint sprayer above, Paint sprayer under, Power cutter, Ratchet wrench, Saw, Set, Sharpener, Socket wrench, Spiral hose, Tectyle pistol, Tools compressed air
EC002863 | EG000057 | Accessories/spare parts for plug-in building installation | 3 |  | Accessories for plug-in building installation, Accessories/spare parts for plug-in building installation, Coding pin, Interlocking, Mounting plate, Screen connector, Spare part for plug-in building installation, Spare parts for plug-in building installation, Strain relief
EC002868 | EG020043 | Torque multiplier | 3 |  | Torque multiplier, Torque tool, Universal torque multiplier
EC002870 | EG000010 | Cable block | 1 |  | Cable block
EC002871 | EG000041 | Accessories/spare parts for sound systems | 3 |  | Accessories audio systems, Accessories for sound systems, Accessories sound systems, Accessories/spare parts for sound systems, Audio expander, Battery charger, Call station keypad module, Call station kit, Call station module, Emergency push button, End of line module, Feedback suppressor, Fire dome, Indication element, Interface module, Message manager, Microphone boom arm, Microphone clamp, Microphone connection cable, Microphone transmitter, Network splitter, Rack mounting kit, Spare part for sound systems, Spare parts for sound systems, Speaker connection cable, Weekly timer
EC002872 | EG020053 | Fuel tank (for power generator) | 4 |  | Fuel tank (for generator), Fuel tank (for power generator)
EC002874 | EG000021 | Earth inspection pit | 2 |  | Earth inspection pit, Earthing inspection pit, Grounding inspection pit
EC002876 | EG000041 | Wireless microphone receiver | 2 |  | PA wireless microphone receiver, Public address wireless microphone receiver, Wireless microphone receiver
EC002877 | EG015170 | Bathroom fan heater light combination | 3 |  | Bathroom fan, Bathroom fan heater light combination, Bathroom heater, Bathroom light, Fan Heater Light, Fan heater light combination, Fan heater light combo unit
EC002878 | EG000012 | Diode module | 1 |  | Component module, Diode module, Diodeblock, Diodemodule, Pairs of diodes
EC002883 | EG020047 | Charging device for electric vehicles | 4 |  | Charging device E-Mobility, Charging device for electric vehicles, Charging point, Charging point electrical vehicle, Wallbox
EC002884 | EG020047 | Accessories/spare parts for electric vehicle charging devices | 4 |  | 4G (LTE) extension, Accessories for E-Mobility, Accessories for charging point, Accessories for charging point electrical vehicle, Accessories for electric vehicle charging devices, Accessories/spare parts for E-Mobility, Accessories/spare parts for electric vehicle charging devices, Actuator connection cable, Base, Bottom plate, Charging cable, Charging cable holder, Charging plug socket, Communication module, Connection cable, Control actuator, External connector holder, Fastening set, Fundament, Handle, Incable-Controlbox (ICCB), LTE extension, Mounting frame, Mounting kit, Payment module, Protection cap, Protection hood, RFID card, Spare part for electric vehicle charging devices, Spare parts for E-Mobility, Spare parts for electric vehicle charging devices, Sticker, Sticker for bike unit, Sticker for charging pillar, Sticker for charging post, Surface tank, Thermomanagement, WLAN extension, Wall mounting set, Water drain hose, Weather protection roof
EC002885 | EG020045 | Anti-theft nut | 4 |  | Anti-theft nut, Nut
EC002886 | EG020099 | Accessories/spare parts for agreement switch | 3 |  | Accessories for agreement switch, Accessories/spare parts for agreement switch, Anti-sabotage option, Bottom part, Bottom plate, Connection cable, Mounting bracket, Protective sleeve, Spare part for agreement switch, Spare parts for agreement switch
EC002887 | EG020099 | Pressure sensitive protective device | 4 |  | Bumper, Contact edge, Pressure sensitive protective device, Safety bumper, Safety contact edge, Safety mat
EC002888 | EG020099 | Accessories/spare parts for pressure sensitive protective device | 3 |  | Accessories for bumper, Accessories for contact edge, Accessories for pressure sensitive protective device, Accessories for safety mat, Accessories/spare parts for pressure sensitive protective device, Connection cable, Connection plug with resistor, End cap, Glueing set, Gluing set, Mounting tool, Profile, Spare part for pressure sensitive protective device, Spare parts for pressure sensitive protective device
EC002889 | EG020047 | Protection controller for electric vehicle charging devices | 4 |  | Charging controller E-Mobility, Controller for charging point electrical vehicle, Protection controller for electric vehicle charging devices
EC002890 | EG020047 | Central controller for electric vehicle charging devices | 3 |  | Central control unit E-Mobility, Central control unit for charging point electrical vehicle, Central controller for electric vehicle charging devices
EC002892 | EG000027 | Ceiling-/wall luminaire | 5 |  | Bed lighting luminaire, Bed wall luminaire, Bulleye, Ceiling and wall luminaire, Ceiling- and wall luminaire, Ceiling-/wall luminaire, Downlighter, FL luminaire, Facade luminaire, Fluorescent luminaire, Fluorescent wall luminaire, Gallery luminaire, Glass luminaire, Grid luminaire, Gym luminaire, Halogen luminaire, Illumination, Incandescent wall luminaire, Lighting fixture, Lighting luminaire, Luminaire, Luminaire for recessed- and surface mounting, Luminaire with cover, Mirror light, Outdoor lantern, Outdoor luminaire, PL luminaire, PL-wall luminaire, Panel luminaire, Plastic luminaire, Porch luminaire, Prisms luminaire, Recessed luminaire, Recessed mounted ceiling- and wall luminaire, Security luminaire, Showcase luminaire, Spot, Strips ceiling luminaire, Surface mounted ceiling- and wall luminaire, Surface-mounted luminaire, Wall luminaire, Wall-mounted luminaire, Watertight luminaire, Well glass luminaire, Window fittings
EC002895 | EG010340 | Tool cabinet | 4 |  | CNC add-on cabinet, CNC machine cabinet, CNC material cabinet, CNC steel cabinet, CNC storage cabinet, CNC tool cabinet, Hole plate cabinet, Storage cabinet, Tool cabinet, Wall cabinet
EC002897 | EG020047 | Charging cable for electric vehicles | 4 |  | Charging cable E-Mobility, Charging cable for electric vehicles
EC002898 | EG020047 | Charging connector for electric vehicles | 4 |  | Charging connector, Charging connector E-Mobility, Charging connector for electric vehicles, Charging plug, Charging socket outlet, Vehicle inlet
EC002899 | EG020093 | Measuring and testing instrument for electric vehicle charging devices | 3 |  | Measuring and testing instrument E-Mobility, Measuring and testing instrument for electric vehicle charging devices
EC002900 | EG021004 | Sand paper/emery cloth set | 4 |  | Abrasive sanding disc set, Emery cloth, Emery cloth set, Emery paper, Emery sheet, Polishing paper, Sand paper/emery cloth, Sand paper/emery cloth set, Sanding, Sanding cloth, Sanding paper, Sanding paper set, Sanding sheet, Sanding sheet set, Sandpaper, Sandpaper set, Waterproof sanding paper
EC002901 | EG020036 | Right angle grinder (battery) | 5 |  | Battery machine, Right angle grinder (battery), Right angle grinder (electric)
EC002902 | EG020099 | Traffic detection cable | 4 |  | Traffic control cable, Traffic detection cable, Traffic sensor cable
EC002903 | EG020096 | Accessories/spare parts for electric strikes for doors | 4 |  | Accessories for door holding magnet, Accessories for door opener, Accessories for electric strikes for doors, Accessories for electrical door opener, Accessories/spare parts for electric strikes for doors, Accessories/spare parts for electrical door opener, Anchor plate, Bolt switch contact, Cellular rubber, Cellular rubber filling, Escutcheon plate for mounting without release handle, Manual unlock seal-label, Mounting kit, PC plate for mounting on mesh door, Spare part for electric strikes for doors, Spare parts for electric strikes for doors, Spare parts for electrical door opener, Tongue
EC002904 | EG000001 | Plastic installation tube (pre-wired) | 5 |  | Electrical tube, Flexible tube with wiring, Flexpipe prewired, Flextube, Installation tube, Pipe, Plastic installation tube, Plastic installation tube (pre-wired), Plastic installation tube, prewired, Prewired plastic installation tube, Tube, Wire in tube
EC002906 | EG000013 | Multi insert/cover for data and communication connection technology | 4 |  | Multi insert/cover for data and communication connection technique, Multi insert/cover for data and communication connection technology, Multimedia connection
EC002907 | EG021007 | Accessories/spare parts for wall duct | 5 |  | Accessories for wall duct, Accessories/spare parts for wall duct, Centering piece fin for wall duct, Connecting piece fin for wall duct, Multi function element, Spare part for wall duct, Spare parts for wall duct
EC002908 | EG000014 | Contact material according to Dutch specific standard | 3 |  | Contact material according to Dutch specific fit, Contact material according to Dutch specific standard, Coupler, Plug, Plug Dutch fit, Plug with own clock position
EC002910 | EG020045 | Concrete screw | 5 |  | Aerated concrete screw, Concrete anchor screw, Concrete screw, Direct screw, Masonry screw
EC002911 | EG000059 | Arc detection and mitigation system | 4 |  | Active arc-fault mitigation system, Arc detection and mitigation system, Arc detection system, Arc fault protection system, Arc flash protection, Arc mitigation system, IACD, Internal arc-fault control device, Optical-based internal arc-detection
EC002912 | EG000059 | Wire pulling grip | 2 |  | Cable grip, Cable pulling grip, Chicago grip, Pulling grip, Wire pulling grip, Wire-pulling-grip
EC002915 | EG020036 | Band saw (battery) | 4 |  | Band saw (battery)
EC002916 | EG020041 | Hand band saw (electric) | 4 |  | Band saw (electric), Electric band saw, Electrical hand band saw, Hand band saw (electric)
EC002917 | EG020053 | Band saw blade | 4 |  | Band saw blade, Saw band
EC002918 | EG020098 | Frequency value transformer | 2 |  | Converter, Frequency value transformer
EC002919 | EG020098 | Temperature transformer | 3 |  | Converter, Temperature measuring transducer, Temperature measuring transformer, Temperature transducer, Temperature transformer, Temperature transmitter
EC002920 | EG000041 | Megaphone | 1 |  | Megaphone
EC002922 | EG000002 | Tee/cross for installation tubes | 5 |  | Cross for installation tubes, Cross piece for installation tubes, T-piece, Tee/cross for installation tubes
EC002924 | EG000030 | Controller for luminaires | 4 |  | Controller for luminaires, LED controller, LED controlling
EC002925 | EG020099 | Sensor actuator adaptor | 3 |  | Sensor actuator adapter, Sensor actuator adaptor, Sensor-actuator Y adapter, Sensor-actuator Y connector, Sensor-actuator adapting connector, Sensor-actuator reducing connector, Sensor-actuator single adapter, Y-adapter
EC002927 | EG000055 | Wind generator | 4 |  | Wind generator, Wind power plant, Wind power station, Wind turbine
EC002928 | EG000055 | Accessories/spare parts for renewable energy generation | 5 |  | Accessories for renewable energy generation, Accessories/spare parts for renewable energy generation, Accessories/spare parts renewable energy, Adapter, Adapter for photovoltaics, Adapter for solar thermal energy, Adapter for wind energy, Adaptor, Battery management system, Battery management system BMS, Bus, Bus for photovoltaics, Bus for solar thermal energy, Bus for wind energy, Demo case fotovoltaic energy, Demonstration case, Fan, Housing, MC4 bus, MC4 connector, MC4 coupling, MC4 plug, Plug, Plug for photovoltaics, Plug for solar thermal energy, Plug for wind energy, Spare part for renewable energy generation, Spare parts for renewable energy generation, Wind protection shield
EC002929 | EG020041 | Oscillator (electric) | 5 |  | Electric file, Multi purpose tool, Multi tool, Multitool (electric), Oscillation multi-tool (electric), Oscillator (electric)
EC002930 | EG020036 | Oscillator (battery) | 5 |  | Battery machine, Fine cutting saw, Multi purpose tool, Multi tool, Oscillation multi-tool (battery), Oscillator (battery)
EC002931 | EG020036 | Power tool set | 4 |  | Power tool set
EC002932 | EG000039 | Stove guard | 4 |  | Cooker guard, Stove guard
EC002934 | EG000004 | Accessories/spare parts for cable guide chain | 3 |  | Accessories for cable guide chain, Accessories/spare parts for cable guide chain, Connecting element, Connection element, Cover, Mounting angle bracket, Separating partition, Spare part for cable guide chain, Spare parts for cable guide chain, Strain relief
EC002935 | EG000004 | Accessories/spare parts for cable support system | 3 |  | Accessories for cable carrying system, Accessories for cable carrying systems, Accessories for cable support system, Accessories/spare parts for cable carrying system, Accessories/spare parts for cable support system, Earthing connection, Identification plate, Protection cap, Sealing strip, Spare part for cable support system, Spare parts for cable carrying system, Spare parts for cable support system, Strain relief
EC002936 | EG000020 | Accessories/spare parts for electrical fuses/fuse holders | 2 |  | Accessories for cylindrcal fuse holders, Accessories for cylindrical fuses/fuse holders, Accessories for electrical fuses, Accessories for electrical fuses/fuse holders, Accessories for fuse holders, Accessories for fuses, Accessories/spare parts for electrical fuses/fuse holders, Adapter, Adaptor, Cap, Clamp cover, Connection terminal, Separating partition, Spare part for electrical fuses/fuse holders, Spare parts for electrical fuses, Spare parts for electrical fuses/fuse holders, Spare parts for fuse holders
EC002937 | EG000041 | AV patch cord | 4 |  | AV patch cord, Assembled AV-cable, Audio/video cable, Cinch cable, D-Sub cable, DVI cable, DisplayPort cable, HDMI cable, Jack cable, Lightning cable, RCA cable, Scart cable, Toslink cable
EC002939 | EG000047 | Accessories/spare parts for installation and connection material | 3 |  | Accessories for connection material, Accessories for installation and connection material, Accessories for installation material, Accessories/spare parts for installation and connection material, Sealing insert, Sealing insert (star shape), Sealing star, Spare part for installation and connection material, Spare parts for connection material, Spare parts for installation and connection material, Spare parts for installation material, Strain relief
EC002940 | EG000046 | Accessories/spare parts for workwear | 4 |  | Accessories for work clothes, Accessories for work clothing, Accessories for work gear, Accessories for working clothes, Accessories for workwear, Accessories/spare parts for workwear, Beard net, Belt, Bow tie, Burs tape, Button, Button strip, Hammer loop, Hard hat liner, Helmet lining, Hood, Hoodie, Hook-and-loop fastener tape, Jewellery, Lanyard, Nailed shoe, Screed shoe, Sleep mask, Spare part for workwear, Spare parts for workwear, Spiked shoe, Sweatband, Tie, Tool loop, Trouser belt
EC002941 | EG000046 | Filter for breathing mask | 3 |  | Breathing filter, Breathing protection, Combination filter, Filter for breathing mask, Fine-dust filter, Gas filter, Particle filter, Respirator filters, Vapours filter
EC002942 | EG000054 | Accessories/spare parts for danger detection system | 5 |  | Accessories for alarm systems, Accessories for danger detection system, Accessories/spare parts for alarm systems, Accessories/spare parts for burglar alarm system, Accessories/spare parts for danger detection system, Accessories/spare parts for danger detection systems, Accessories/spare parts for fire alarm system, Accessories/spare parts for fire detection system, Accessories/spare parts for intrusion alarm system, Accessories/spare parts for intrusion detection system, Address card, Cover, Diagnostic/installation tool, Graphics card, I/O or audio device, Input device, Licence key, Mounting material, Reflector, Software, Spare glass, Spare part for danger detection system, Spare parts for alarm systems, Spare parts for danger detection system, Sticker, Wall text plate
EC002943 | EG000058 | Accessories/spare parts for industrial connectors | 3 |  | Accessories for heavy duty connectors, Accessories for industrial connectors, Accessories/spare parts for industrial connectors, Bracket, De-mounting tool, Handgrip, Interlocking, Mounting tool, Screen connector, Spare part for industrial connectors, Spare parts for industrial connectors, Strain relief, Tool
EC002945 | EG000041 | Tablet-Computer | 4 |  | Tablet-Computer, iPad
EC002947 | EG000033 | HFC-Component | 1 |  | Converter module, Distributor, HFC converter module, HFC distributor, HFC-Component
EC002948 | EG000013 | Holder for modular domestic switching devices | 4 |  | Holder for modular domestic switching devices, Modular frame, Mounting frame for domestic switchgear
EC002949 | EG000013 | USB power supply | 5 |  | USB power supply, USB socket outlet
EC002955 | EG000030 | Accessories/spare parts for LED drivers and modules | 3 |  | Accessories for LED drivers and - modules, Accessories for LED drivers and modules, Accessories/spare parts for LED drivers and modules, Connecting cable, Connection set, Connector, Control, End piece, Mounting accessory, Optical accessory, Power cord, Spare part for LED drivers and modules, Spare parts for LED drivers and modules, Strain relief
EC002959 | EG020098 | Vibration control unit | 3 |  | Basic device, Condition control sensor, Condition control unit, Control device, Vibration alarm unit, Vibration analysis device, Vibration analysis sensor, Vibration control unit, Vibration sensor
EC002960 | EG020098 | Extension module for vibration control unit | 3 |  | Condition control sensor, Extension module for vibration control unit, Multiplexer of analog signals, Multiplexer of analogue signals, Vibration analysis sensor
EC002961 | EG020098 | Sensor for vibration control unit | 3 |  | Condition control sensor, Micro-electromechanically sensor, Piezo-electrical sensor, Sensor for vibration control unit, Vibration alarm sensor, Vibration analysis sensor, Vibration sensor
EC002962 | EG000028 | UV lamp | 3 |  | Blacklightlamp, Disinfection lamp, Insect trapping lamp, Medical lamp, Reprography lamp, Sun-tanning lamp, UV lamp, UV light, UV-lamp, Ultraviolet lamp, Wellnes lamp
EC002963 | EG000028 | IR lamp | 1 |  | Heatlamp, IR lamp, IR-lamp, Infrared lamp, Infrared light
EC002964 | EG000059 | Arc fault protection system | 1 |  | Arc fault detection device, Arc fault protection system
EC002965 | EG000021 | Lightning current measuring system | 1 |  | Evaluation unit, Lightning current measuring system, Sensor for lightning current measuring system
EC002967 | EG021001 | Hot air gun (gas-powered) | 2 |  | Hot air gun (gas-powered)
EC002969 | EG000013 | Indication element clinic-installation | 2 |  | Indication element clinic-installation
EC002970 | EG000013 | Terminal clinic-installation | 2 |  | Terminal clinic-installation
EC002971 | EG000013 | System device clinic-installation | 2 |  | Area coupler, Base station clinic-installation, Gateway, Power adaptor, Power adaptor clinic-installation, Power supply clinic-installation, System device clinic-installation
EC002972 | EG000013 | Call-/control unit clinic-installation | 4 |  | Call unit, Call-/control unit clinic-installation, Control unit, Push button
EC002973 | EG000038 | Weatherproof loudspeaker | 2 |  | Intercom loudspeaker, Loudspeaker, Outdoor loudspeaker, Weatherproof loudspeaker
EC002975 | EG000035 | Signalling light | 3 |  | Accu light, Airport luminaire, Alarm luminaire, Battery light, Blinker light, Continuous light, Continuous luminaire, Flashing luminaire, Flashlight luminaire, ICAO luminaire, LED luminaire, Obstruction light, Signalling light, Signalling light multi function, Solar lamp, Solar light, Solar powered light, Strobe luminaire, Traffic luminaire
EC002976 | EG020001 | Animal guard for electrical insulators/bushings | 2 |  | Animal guard for electrical bushings, Animal guard for electrical insulators, Animal guard for electrical insulators/bushings
EC002977 | EG020093 | Locator for underground cables/pipes and electronic markers | 4 |  | Cable locator, Locator for cables and markers, Locator for underground cables/pipes and electronic markers, Marker locator, Pipe locator
EC002978 | EG020093 | Electronic cable marker | 4 |  | Ball marker, Electronic cable marker
EC002979 | EG000037 | Overvoltage protection magazine | 2 |  | Overvoltage protection magazine
EC002980 | EG021007 | Accessories/spare parts for installation column | 5 |  | Accessories for installation column, Accessories/spare parts for installation column, Adapter stabilizer, Adaptor stabilizer, Collision protector, Mounting angle bracket, Rosette, Rubber base, Slot nut, Spare part for installation column, Spare parts for installation column
EC002982 | EG020048 | Industrial heating control system | 4 |  | Basic device, Control device, Expansion device, Industrial heating control system
EC002983 | EG020048 | Module rack for industrial heating control systems | 4 |  | Module rack for industrial heating control systems
EC002984 | EG020048 | Digital module for industrial heating control systems | 2 |  | Digital module for industrial heating control systems
EC002985 | EG020048 | Analogue module for industrial heating control systems | 3 |  | Analogue module for industrial heating control systems, Current and voltage recording module, Current recording module, Decouple module, Temperature module, Voltage recording module
EC002986 | EG020087 | Door control system | 3 |  | Automatic door control, Basic device, Control device, Door control system, Expansion device
EC002987 | EG020087 | Gear motor for door control systems | 2 |  | Gear motor for door control systems
EC002988 | EG020033 | Band sawing machine (electric) | 3 |  | Band saw, Band sawing machine, Band sawing machine (electric), Band sawing machine, stationary (electric), Firewood band saw machine, Plastic band saw machine
EC002989 | EG020098 | Differential pressure transformer | 4 |  | Differential pressure transformer, Differential pressure transmitter
EC002990 | EG020098 | Pressure-/absolute pressure transformer | 3 |  | Gauge/absolute pressure transformer, Gauge/absolute pressure transmitter, Pressure-/absolute pressure transformer
EC002991 | EG020098 | Magnetic-inductive flow meter | 3 |  | Magnetic-inductive flow meter
EC002992 | EG020098 | Coriolis-mass flow meter | 2 |  | Coriolis-mass flow meter
EC002993 | EG020098 | Capacitive level meter | 3 |  | Capacitive level meter
EC002994 | EG020098 | Temperature process measuring system | 2 |  | Temperature process measuring system
EC002995 | EG020098 | Microwave level meter | 3 |  | Microwave level meter
EC002996 | EG020099 | RFID transponder | 4 |  | RFID tag, RFID transponder
EC002997 | EG020099 | Accessories/spare parts for RFID | 4 |  | Accessories for RFID, Accessories/spare parts for RFID, Bag, Connecting cable, Distance holder, Documentation, Plug, Power supply unit, Quick-change holder, Spare part for RFID, Spare parts for RFID
EC002998 | EG020099 | RFID reader | 2 |  | RFID reader
EC002999 | EG020099 | Matrix code reader | 4 |  | Data matrix code reader, Matrix code reader, QR code reader
EC003000 | EG000046 | Socks | 4 |  | Socks, Work sock
EC003001 | EG020098 | Ultrasonic level meter | 3 |  | Ultrasonic level meter, Ultrasonic meter, Ultrasonic sensor
EC003002 | EG000021 | Potential equalization connector | 4 |  | Medical connector, Medical earthing, Medical plug, Potential equalization connector, Potential equalization contact, Potential equalization plug
EC003003 | EG020041 | Stapler/nailer (electric) | 4 |  | Nailer (electric), Nailing device (electric), Stapler (electric), Stapler/nailer (electric), Tacker (electric)
EC003004 | EG020041 | Belt file (electric) | 4 |  | Belt file (electric), Electric file, Electrical file, Finger file, Finger grinder (electric)
EC003005 | EG020036 | Belt file (battery) | 5 |  | Belt file (battery), Finger grinder (battery)
EC003006 | EG020036 | Hot glue gun (battery) | 5 |  | Hot glue gun (battery)
EC003007 | EG020097 | Accessories/spare parts for cable pulling system | 4 |  | Accessories for cable pulling system, Accessories/spare parts for cable pulling system, Coupling piece, Eye, Guide bushing, Spare part for cable pulling system, Spare parts for cable pulling system
EC003008 | EG020046 | Accessories/spare parts for ladder/scaffold | 3 |  | Accessories for ladder, Accessories for ladder/scaffold, Accessories for scaffold, Accessories/spare parts for ladder/scaffold, Carrier bag, Carrier bag for ladder, Extension rod, Ladder foot, Leveling base, Levelling base, Ridge throw-over bow, Spare part for ladder/scaffold, Spare parts for ladder, Spare parts for ladder/scaffold, Spare parts for scaffold, Working platform
EC003009 | EG010110 | Accessories/spare parts for measuring tools | 3 |  | Accessories for measuring tools, Accessories/spare parts for measuring tools, Battery (rechargeable), Battery charger, Digital display, Holder, Laser goggles, Levelling accessories, Levelling rod, Lifting device, Limit thread plug gauge, Measuring bridge, Prism, Protective sleeve, Receiver, Reflector plate, Remote control, Spare part for measuring tools, Spare parts for measuring tools, Telescopic support, Tripod
EC003010 | EG021003 | Accessories/spare parts for threading tool | 4 |  | Accessories for threading tool, Accessories/spare parts for threading tool, Spare part for threading tool, Spare parts for threading tool, Thread adapter, Thread insert
EC003011 | EG020086 | Accessories/spare parts for hole saws and drills | 4 |  | Accessories for drill bit, Accessories for hole saw, Accessories for hole saws and drills, Accessories/spare parts for hole saws and drills, Adapter, Adaptor, Center point, Centre point, Ejector spring for hole saw, Extension rod, Holder, Locating plate, Mounting kit, Spare part for hole saws and drills, Spare parts for hole saws and drills, Suction head for core drill bit, Water tank for core drill bit
EC003012 | EG020041 | Biscuit joiner (electric) | 4 |  | Bird's mouth cutter, Biscuit cutter, Biscuit dowel joiner, Biscuit joiner (electric), Lamello joiner, Plate joiner, Wood groove milling cutter (electric)
EC003013 | EG020064 | Bar/corrugated dowel | 3 |  | Bar dowel, Bar/corrugated dowel, Corrugated dowel, Pole plug, Wood dowel, Wooden dowel, Wooden dowel bar
EC003014 | EG020064 | Biscuit joint | 2 |  | Biscuit, Biscuit joint, Lamella anchor, Lamello, Wooden biscuit
EC003015 | EG020099 | Accessories/spare parts for industrial sensors | 5 |  | Accessories for industrial sensors, Accessories for sensor technology, Accessories for sensors, Accessories/spare parts for industrial sensors, Accessories/spare parts for sensor technology, Anti-sabotage option, Anti-sabotage-option for sensors, Bottom part, Bottom part for sensors, Connection cable, Connection cable for sensors, Connection plug with resistor, Connection plug with resistor for sensors, Mounting bracket, Mounting bracket for sensors, Protective sleeve, Protective sleeve for sensors, Spare part for industrial sensors, Spare parts for industrial sensors, Spare parts for sensor technology
EC003016 | EG020053 | Blade for oscillator | 4 |  | Blade for oscillator, Plunge saw, Plunge saw blade, Plunge-cutting saw blade, Saw blade, Saw blade for metal, Saw blade for multi purpose tool, Saw blade for multi tool, Saw blade for oscillation multi-tool, Saw blade for oscillator, Saw blade for wood, Segment saw blade
EC003017 | EG020053 | Accessories/spare parts for blower vac | 5 |  | Accessories for blower vac, Accessories for garden vacuum, Accessories for grass suction machine, Accessories for leaf blower, Accessories for leaf suction machine, Accessories for leaf vac, Accessories for leaf vacuum, Accessories/spare parts for blower vac, Collection bag, Nozzle, Spare part for blower vac, Spare parts for blower vac
EC003018 | EG000033 | Heating for satellite antenna | 3 |  | Heating for satellite antenna
EC003019 | EG020082 | Accessories/spare parts for jointing compound | 5 |  | Accessories for jointing compound, Accessories/spare parts for jointing compound, Cartridge nozzle, Mixing nozzle, Nozzle tip, Spare part for jointing compound, Spare parts for jointing compound, Tool for jointing compound processing
EC003020 | EG021006 | Split-/safe pin | 3 |  | Cotter key, Cotter pin, Double coil spring pin, Double spring cotter, Dowel pin, Linchpin, Safe pin, Single coil spring pin, Slotted pin, Split pin, Split-/safe pin, Spring connector, Spring cotter, Straight pin
EC003021 | EG020072 | Day shape | 3 |  | Beacon, Day shape
EC003022 | EG020077 | Seismic Bracing System | 2 |  | Adjustable I-beam attachment, Bar joist attachment, Bracing system, Easy universal sway brace, I-beam attachment, Multi attachment, Quick grip jr. lateral sway brace, Quick grip lateral sway brace, Rigid bracing system, Seismic bracing system, Seismic sway brace, Standard universal sway brace, Sway brace, Universal structural attachment
EC003023 | EG015540 | Fitting with 1 connection | 4 |  | Blind plug, Cap, Cap round, Cap with hexagonal, Cap with square, Capillary fitting, Clamp fitting, Clamp fitting with 1 connection, Clamping-strip fitting with 1 connection, Cleaning screw cap, Click fitting, Click insert fitting with 1 connection, Compression fitting, Compression ring closing plate, Compression ring fitting with 1 connection, Dowel, End coupling, End stop, Endcap, Fitting with 1 connection, Glue coupling with 1 connector, Glue fitting with 1 connection, Glue socket with 1 connector, Grooved fitting with 1 connection, Hood, Laminated fitting with 1 connection, Malleable fittings, Plug, Plug with socket, Plug with square, Press cap, Press fitting, Press fitting with 1 connection, Push cap, Push fitting with 1 connection, Radiator stop, Shell, Shield, Slide cap, Slide dowel, Slide fitting, Slide plug, Sliding cap, Sliding dowel, Sliding fitting, Sliding fitting with 1 connection, Sliding plug, Soldered cap, Soldered fitting, Soldered fitting with 1 connection, Stop, Stub end, System fitting with 1 connection, Threaded fitting, Threaded fitting with 1 connection, Threaded plug, U2 end cap, Weld fitting, Welded-on fitting, Welded-on fitting with 1 connection, Welded-on plastic fitting with 1 connection, Welding fitting
EC003024 | EG015540 | Fitting with 2 connections | 4 |  | 3-way coupling, A-sock, Adapter, Adapter curve, Adapter for radiator plug, Adapter knee, Adapter ring, Adhesive fitting, Adhesive fitting with 2 connections, Angle coupling, Angle fitting, Band clamp fitting with 2 connections, Bayonet transition piece, Bend, Block flange, Capillairfitting, Cast iron sleeve, Clamp fitting, Clamp fitting with 2 connections, Clamping-strip fitting with 2 connections, Click fitting, Compression fitting, Compression ring fitting with 2 connections, Compression ring valve coupling, Concentric course, Concentric reducer, Coupling, Coupling with air vent, Coupling with drain, Curve, Double adapter ring, Double bend, Double pipe nipple, Double spum, E-piece, Eccentric, Eccentric reducer, Elbow, Elbow fitting, Electrical socket, Electrofusion fitting connection, Electrofusion socket, Extended curve, Extension pipe, Fitting with 2 connections, Fitting with double dimensions, Fitting with plain ends, Flange adapter, Flange reducer, Flanged fitting with 2 connections, Flanged pipe, Floor closet bend, Floor closet connection with sleeve, Gas fitting, Gauge sock, Glass fitting, Glass tube, Glue bend, Glue fitting, Glue fitting with 2 connections, Glue knee, Glue socket, Glue socket with 2 connections, Glued fitting with double dimensions, Groove coupling, Grooved fitting with 2 connections, Half coupling, Hexagonal nipple, Knee, Laminated fitting with 2 connections, Left-right threaded fitting, Lockable half coupling, Long curve, Multi-joint coupling, Nipple, Nipple hexagonal, Offset, PB-weld fitting, PE-weld fitting, PE-weld knee, PP-weld fitting, PVDF-weld fitting, Pipe nipple, Pipe reducing sleeve, Plastic weld adapter, Plastic weld fitting, Plastic weld fitting with 2 connections, Plastic weld reduction, Plug socket, Pointed piece for coupling, Power curve, Press coupling, Press fitting, Press fitting with 2 connections, Press knee, Push fitting, Push fitting with 2 connections, Rainwater pipe bend, Reducer, Reducing coupling, Reducing groove coupling, Reducing ring, Reducing socket, Repair fitting, Sleeve, Slide sock, Slide-ring, Slide-sock, Sliding fitting with 2 connections, Slip sleeve, Slip sock, Slippery nipple, Sock, Sock nipple, Solder, Solder fitting, Soldered fitting, Soldered fitting with 2 connections, Soldered ring, Soldered sock, Soldering fitting, Solvent cement coupling, Solvent cement fitting with 2 connections, Solvent cement joint, Split, Straight bulkhead coupling, Straight coupling, Straight fitting, System fitting with 2 connections, Thread reduction, Threaded, Threaded connection, Threaded fitting, Threaded fitting with 2 connections, Threaded nipple, Three-piece coupling, Transition adapter rings, Transition coupling, Transition curve, Transition fitting with 2 connections, Transition knee, Transition nipple, Transition piece, Transition plug, Transition sock, Transition system fitting with 2 connections, Transitional sleeve, U2 bend, U2 coupling, U2 reducer, Ultra range coupling, Wall closet bend, Wall closet connecting piece, Welded-on bend, Welded-on fitting, Welded-on fitting with 2 connections, Welded-on plastic fitting with 2 connections, Welding nipple, Welding sock
EC003025 | EG015540 | Fitting with 3 connections | 4 |  | 3-way knee, Adhesive fitting, Adhesive fitting with 3 connections, Adhesve T, Angle T-coupling, Angle Tee, Block flange, Bonding T-piece, Bonding Y-piece, Bonding fitting, Bonding fitting with 3 connections, Capillairfitting, Clamp fitting, Clamp fitting with 3 connections, Clamp tee, Clamping-strip fitting with 3 connections, Click fitting, Compression fitting, Compression ring fitting, Compression ring fitting with 3 connections, Curve T, Double T-curve, Double curve T, Elbow fitting with side branch, Expansion joint, Fitting with 3 connections, Flange T-block, Flange T-piece, Flange adapter, Flange fitting, Flange reducer, Flanged fitting with 3 connections, Flow tee, Gas fitting, Glass fitting, Glue T, Glue fitting, Glue fitting with 3 connections, Grooved fitting with 3 connections, Knee with manifold, Knee with side branch, Knee with side gutter, Laminated fitting with 3 connections, Lateral T-piece, Malleable fitting, Manifold, Power Tee, Press fitting, Press fitting with 3 connections, Push fitting, Push fitting with 3 connections, Reduced T, Reduced Tee, Reducer T, Slide-tee, Sliding fitting with 3 connections, Solder manifold, Soldered fitting with 3 connections, System fitting with 3 connections, T, T-bend, T-curve, T-fitting, T-piece, T-piece with bent nozzle, T-piece with camber, T-piece with sprout, T-reducer, Tee, Threaded T-piece, Threaded T-piece with gland, Threaded Y-piece, Threaded fitting, Threaded fitting with 3 connections, Transition T-piece, Transition Y-piece, Transition fitting, Transition fitting with 3 connections, Transition piece, Transition system fitting with 3 connections, U2 MMB piece, Weld T-piece, Weld Y-piece, Weld fitting, Welded-on T-piece, Welded-on Y-piece, Welded-on fitting, Welded-on fitting with 3 connections, Welded-on plastic fitting T-piece, parallel, Welded-on plastic fitting with 3 connections, Welding T-piece, Y, Y-fitting, Y-piece
EC003026 | EG015540 | Fitting with 4 connections | 4 |  | Angle fitting, Ball piece with 4 connections, Capillary fitting, Clamp fitting, Clamp fitting with 4 connections, Clamping-strip fitting with 4 connections, Click fitting, Compression fitting, Compression ring fitting, Compression ring fitting with 4 connections, Cross fitting, Cross piece, Double T-piece, Double Tee, Extending cross piece, Fitting with 4 connections, Flanged fitting with 4 connections, Glue fitting, Glue fitting with 4 connections, Grooved fitting with 4 connections, Kruisfitting, Laminated fitting with 4 connections, Malleable fittings, Ongoing Y-piece, Push fitting with 4 connections, Reduced cross fitting, Running Y-piece, Sliding fitting, Sliding fitting with 4 connections, Soldered fitting with 4 connections, Soldering fitting, System fitting with 4 connections, T distributor, T piece with side piece, T-connector, T-piece with side branch, T-piece with side gutter, Tee with side branch, Threaded fitting, Threaded fitting with 4 connections, Transition cross, Transition fitting, Transition fitting with 4 connections, Transition piece, Weld fitting, Welded fitting, Welded-on cross fitting, Welded-on fitting with 4 connections, Welded-on plastic fitting with 4 connections, Y-piece continuous
EC003027 | EG020450 | Concrete bed infiltration gully | 3 |  | Concrete bed infiltration gully
EC003028 | EG020450 | Infiltration gully | 4 |  | Infiltration gully, Percolation chamber
EC003030 | EG020450 | Gully top (vehicular and pedestrian areas) | 4 |  | Curved saucer drain gully, Gully grating, Gully top, Gully top (vehicular and pedestrian areas), Kerb gully, Kerb gully top, Storm drain top, Street drain
EC003031 | EG020450 | Road gully (bottom part) | 5 |  | Curb inlet, Drainage inlet, Gutter drain, Road gully, Road gully (bottom part), Road gully body, Roadside drain, Street drain
EC003032 | EG020450 | End cap for channel drain | 5 |  | Channel drain end cap, Channel drainage, End cap for channel drain, Line drain gutter end cap
EC003033 | EG020450 | Grating for channel drain | 5 |  | Channel drainage, Grating channel drain, Grating for channel drain, Grating for line drain gutter, Grating for linear drainage channel, Grid for channel drain
EC003034 | EG020450 | Foul air trap for channel drain | 5 |  | Channel drainage, Foul air trap channel drain, Foul air trap for channel drain, Foul air trap for line drain gutter
EC003036 | EG020450 | Pit-hole cover with frame | 5 |  | Concrete cover, Manhole cover, Manhole hatch, Pit hole cover, Pit-hole cover, Pit-hole cover frame, Pit-hole cover with frame, Pit-hole cover/frame, Sewer hatch
EC003037 | EG020450 | Sump unit for channel drain | 5 |  | Channel drainage, Mud trap, Sand catcher, Sand trap, Sludge extractor, Sump unit channel drain, Sump unit for channel drain, Sump unit for line drain gutter
EC003038 | EG020077 | Water meter bracket | 4 |  | Bracket for water meter, Water meter bracket, Water meter mounting bracket, Watermeter bracket
EC003039 | EG020077 | Gas meter bracket | 3 |  | Bracket for gas meter, Gas meter bracket, Gas meter mounting bracket, Gasmeter bracket
EC003040 | EG015510 | Mounting-/connection set for fire hose reel | 2 |  | Mounting-/connection set for fire hose reel
EC003041 | EG020450 | Outlet module base | 3 |  | Outlet module base
EC003042 | EG020450 | Concrete manhole | 4 |  | Concrete manhole, Concrete pit
EC003043 | EG020450 | Culvert | 4 |  | Coupling culvert, Culvert, Post-tensioned culvert, Rubber ring culvert
EC003044 | EG020450 | Concrete pipe | 4 |  | Concrete pipe, Concrete tube, Infiltration pipe, Pipe length, Slope tube
EC003045 | EG020070 | Top cover radiator | 4 |  | Top cover panel heating radiator, Top cover panel radiator, Top cover radiator, Top covering panel radiator, Top panel heating radiator
EC003046 | EG020070 | Side cover radiator | 4 |  | Side cover panel heating radiator, Side cover panel radiator, Side cover radiator, Side covering panel radiator, Side panel heating radiator
EC003047 | EG020064 | Joist hanger (single with overlying attachment/lug) | 5 |  | Beam anchor, Beam connector singel, Beam joint (single), Joist hanger, Joist hanger (single with overlying attachment/lug), Pediment anchor
EC003050 | EG021001 | Roofing torch | 5 |  | Blow lamp, Bunsen burner, Fine blowpipe, Flat distiller, Hard solder burner, Propane torch, Roofing torch, Weed burner
EC003053 | EG020058 | Door board | 5 |  | Composed, Door board, Massive
EC003054 | EG020055 | Wood (round) | 5 |  | Lumber, Pole, Round wood, Sawn timber, Stick, Wood (round)
EC003055 | EG020055 | Framework indoor application | 5 |  | Architrave, Baseboard, Concave trim, Corner trim, Coving frame, Framework indoor application, Framework inside application, Half round trim, Head end bead, Quarter round, Skirting, Wall panelling frame, Wall-ending trim (GIBO)
EC003056 | EG020055 | Multiplex | 5 |  | Form board (wood), Multiplex, Plywood, Sheathing board (wood), Shuttering board (wood)
EC003057 | EG020055 | OSB board | 5 |  | Form board (wood), OSB board, OSB/1, OSB/2, OSB/3, OSB/4, Oriented strand board, Sheathing board (wood), Shuttering board (wood)
EC003058 | EG020055 | Wood fibre board | 5 |  | Fiberboard, Fibreboard, Form board (wood), HDF, Hardboard, MDF, Medium board, Sheathing board (wood), Shuttering board (wood), Softboard, Wood fibre board, Wood fibreboard
EC003059 | EG020056 | Kerbstone, corner | 4 |  | Kerb, corner, Kerbstone, corner
EC003060 | EG020056 | Kerbstone, corner (non fading) | 4 |  | Kerb, corner (no fading), Kerbstone, corner (non fading)
EC003061 | EG020056 | Kerbstone, point | 4 |  | Kerb, point, Kerbstone, point
EC003062 | EG020450 | Concrete tile machine package | 5 |  | Conc, package, Concrete tile machine package
EC003064 | EG020056 | Internal wall brick | 5 |  | Beveled block, Beveled stone, Block, Brick, Building block, Building stone, Calcium silicate block, Calcium silicate brick, Calcium silicate element, Cellular concrete block, Chamfer block, Fitting block, Gypsum block, Gypsum element, Inner wall brick, Internal wall brick, Kicker course block, Masonry stone, Partitioning wall brick, Plaster block, Quick build block, Rapid build block, Sand-lime brick, Sand-lime element, Sand-lime stone, Stone, Thin bed mortar block
EC003065 | EG020056 | Bishop cap | 4 |  | Bishop cap
EC003066 | EG020056 | Driveway kerbstone | 5 |  | Concrete driveway kerbstone, Driveway kerbstone, Edging
EC003067 | EG020056 | Twill stone | 5 |  | Twill stone
EC003068 | EG020056 | Lintel | 5 |  | Lintel
EC003069 | EG020056 | Street gutter | 3 |  | Stre, gutter, Street gutter
EC003070 | EG020056 | Monolithic brick | 5 |  | Monolithic brick, Monolithic stone
EC003072 | EG020056 | Window-sill brick | 4 |  | End sill, Window sill brick, Window-sill brick, Windowsill brick
EC003073 | EG020056 | Accessories/spare parts for window-sill brick | 3 |  | Accessories for window-sill brick, Accessories window-sill brick, Accessories/spare parts for window-sill brick, Accessories/spare parts window-sill brick, Spare part for window-sill brick, Spare parts for window-sill brick, Spare parts window-sill brick, Window sill clip
EC003074 | EG020056 | Brick slip | 5 |  | Brick slip, Brick veneer, Corner strip, External brick slip, Interior brick veneer
EC003075 | EG020056 | Paving-stone machine package | 4 |  | Pavi, package, Paving-stone machine package
EC003076 | EG020056 | Paving-stone | 4 |  | Pavi, stone, Paving-stone
EC003078 | EG020055 | Glued wooden panel | 5 |  | Bonded wooden board, Glued wooden board, Glued wooden panel, Laminated wooden panel
EC003079 | EG020058 | Interior door frame | 5 |  | Interior door frame
EC003080 | EG020058 | Interior door (without frame) | 5 |  | Entrance gate, Flat door, Inside door, Interior door (without frame), Interior door (wood), Internal door, Line door, Panel door, Swing door, Wooden inner door
EC003081 | EG020058 | Exterior door (without frame) | 5 |  | Back door, Barn door, Exterior door (without frame), Exterior door (wood), Exterior door (wood) - without frame, Exterior door - without frame, Front door, Front door (wood), Garage door, Garden/balcony door, Outside door
EC003082 | EG000014 | Plug/socket for truck/trailer | 2 |  | Adapter, Adapter for trailer plug, Adapter for truck plug, Automotive plug, Automotive socket, Lorry plug, Plug/socket for truck/trailer, Trailer plug, Trailer socket, Truck and trailer fittings, Truck plug, Truck socket
EC003083 | EG000014 | Accessories/spare parts for plug/socket for truck/trailer | 2 |  | Accessories for plug/socket for truck/trailer, Accessories for trailer plug, Accessories for trailer socket, Accessories for truck plug, Accessories for truck socket, Accessories/spare parts for plug/socket for truck/trailer, Dust cover, Dust protection cover, Parking bracket, Plug holder, Spare part for plug/socket for truck/trailer, Spare parts for plug/socket for truck/trailer
EC003084 | EG020069 | Six-way control valve | 4 |  | Control valve, Divide valve, Mix control valve, Mixing valve, Pressure compensated control valve, Six way control valve, Six-way control valve
EC003085 | EG020051 | Mounting material toilet seat | 4 |  | Mounting material toilet seat
EC003086 | EG015630 | Electric actuator with damper blade round air duct | 3 |  | Actuator, Control valve, round air duct, Damper actuator, Drive, Electric actuator, Electric actuator with damper blade round air duct, Electric drive, Electric servo motor, Electric servomotor, In-duct, Induct
EC003087 | EG015540 | Square fitting with 2 connections | 3 |  | Fitting for square rainwater pipe, Rainwater bend square, Rainwater reduction piece square, Rainwater sleeve square, Square bend fitting, Square fitting with 2 connections, Square reducing piece
EC003088 | EG020052 | Mortice door lock | 5 |  | Deadbolt, Deadbolt lock, Heavy duty lock, Latch, Latch and deadbolt, Mortice door lock, Mortise door lock, Mortise lock, Panic mortice lock, Paniclock, Sliding door lock, Sliding door mortice lock, Swing door lock
EC003089 | EG020052 | Door/window rim lock | 4 |  | Additional lock, Door bar lock, Door rim lock, Door/window rim lock, Reinforced bolt, Rim door lock, Window rim lock
EC003090 | EG020008 | Telescopic window stay | 5 |  | Telescopic window stay
EC003091 | EG020008 | Combi window stay | 5 |  | Combi window stay
EC003092 | EG020052 | Additional rim lock | 5 |  | Additional rim lock
EC003093 | EG020052 | Additional mortice window lock | 5 |  | Additional mortice window lock, Additional mortise window lock
EC003094 | EG020052 | Additional mortice door lock | 5 |  | Additional mortice door lock, Additional mortise door lock
EC003095 | EG020004 | Door rosette | 4 |  | Button head fitting, Door rosette, Escutcheon, Key escutcheon, Key plate, Lock escutcheon
EC003096 | EG020004 | Door handle plate | 4 |  | Door cover plate, Door cover shield, Door handle plate, Door plate, Escutcheon, Fireresistance fitting, Long back plate (> 200 mm), Long back plate (>200 mm), Short backplate (<= 200 mm), Short backplate (=<200 mm)
EC003097 | EG015540 | Fitting with 5 connections | 4 |  | Ball piece with 5 connections, Cross fitting, Cross piece with side branch, Fitting with 5 connections, Malleable fittings, T-piece with double branch, T-piece with two curved sprouts, Threaded fitting, Threaded fitting with 5 connections
EC003099 | EG015540 | Wall plate | 4 |  | Floor plate, Knee with wall plate, T-piece with side nozzle and wall plate, Wall duct, Wall duct with wall plate, Wall plate, Wall plate long, Wall plate right-angled, Wall plate short, Wall plate straight, Wall plate, continuous, Wall plate, continuous system connection, Wall plate, right-angled, Wall plate, square, Wall plate, square system connection, Wall plate, straight, Wall plate, straight system connection
EC003101 | EG020500 | Insulating flakes - pearls - foam | 4 |  | Flakes/wool, Foam material, Insulating flakes - pearls - foam, Pearls
EC003102 | EG020500 | Accessories/spare parts for insulating material | 4 |  | Accessories for insulating material, Accessories insulating material, Accessories/spare parts for insulating material, Accessories/spare parts insulating material, Isolation mounting clip, Spare part for insulating material, Spare parts for insulating material, Spare parts insulating material
EC003103 | EG020500 | Cant strip | 5 |  | Cant rib, Cant strip
EC003104 | EG020056 | Wall coping | 5 |  | Wall coping
EC003105 | EG020056 | Storey panel | 4 |  | Panel storey high, Storey panel
EC003106 | EG019610 | Roof element pitched roof | 4 |  | Roof element pitched roof, Sandwich panel
EC003107 | EG020068 | Facade plate | 5 |  | Facade board, Facade plate, Finnish rebate, HPL (High pressured laminate) board, Panel, Siding
EC003110 | EG015530 | Zinc pipe | 3 |  | Rainwater pipe, Rainwater tube, Zinc pipe, Zinc tube
EC003111 | EG020058 | Balcony skylight | 4 |  | Balcony roof window, Balcony skylight, Pivot window, Tilt and turn
EC003112 | EG020058 | Skylight | 5 |  | Exit roof window, Pivot window, Roof window, Skylight, Tilt and turn, Tophinged
EC003113 | EG020058 | Daylight system | 5 |  | Daylight system
EC003114 | EG020058 | Gutter piece for daylight system | 4 |  | Gutter piece for daylight system
EC003115 | EG020058 | Combi gable window | 4 |  | Combi gable window, Tilt, Tilt and turn
EC003116 | EG020061 | Anti climbing bracket | 3 |  | Anti climbing bracket, Anti vandalism bracket
EC003117 | EG020004 | Letter plate | 5 |  | Letter plate, Mail slot flap
EC003118 | EG020004 | Strike plate/strike box/lock hook for doors | 5 |  | Latch and lock, Strike plate, Strike plate / strike box / lock hook, Strike plate/strike box/lock hook, Strike plate/strike box/lock hook for doors, Strikebox, Striker plate, Strikes, Striking plate
EC003119 | EG020052 | Safety door strike box/lock hook | 5 |  | Latch and lock, Safety door strike box/lock hook, Safety door strike plate, Strikebox, Strikes
EC003120 | EG020004 | Lift-off hinge | 5 |  | Barrel hinge, Flag hinge, Folding door hinge, Lift-off hinge, Loose-joint hinge, Pin hinge, Welding hinge
EC003121 | EG020004 | Door hinge, complete | 5 |  | Complete door hinge, Construction hinge, Door hinge for wooden- and sheet metal door, Door hinge, complete, Fitting, Lift-off barrel hinge, Lift-off barrel hinge, complete, Object hinge, Pin hinge, Street door angle hinge
EC003122 | EG020052 | Door security lock | 5 |  | Door security lock
EC003123 | EG021005 | Mounting clip | 5 |  | Fastening clip, Fixing clip, Mounting clip
EC003124 | EG021001 | Pressure sprayer | 5 |  | Backpack sprayer, Backpacksprayer, Garden syringe, Pressure sprayer
EC003126 | EG020082 | Plaster knife | 5 |  | Gypsum knife, Plaster knife
EC003127 | EG021004 | Burin | 4 |  | Burin, Engraving needle, Etching needle, Graver, Round rod/graver, Semicircular graver
EC003128 | EG020082 | Plaster hawk | 3 |  | Jointsheet, Plaster hawk
EC003129 | EG021004 | Joint brush | 4 |  | Joint brush
EC003130 | EG020082 | Tuck-pointing trowel | 4 |  | Filling trowel, Finisher, Jointing nail, Pointing-trowel, Raker, Tuck-pointing trowel
EC003131 | EG020082 | Vibratory plate | 4 |  | Asphalt vibratory compactor, Compacting beam, Vibratory plate
EC003132 | EG020082 | Sand sieve | 5 |  | Sand screen, Sand sieve
EC003133 | EG020082 | Block splitter | 5 |  | Block splitter, Brick splitter, Stone cutting machine, Stone splitter
EC003134 | EG021001 | Brick carrier | 4 |  | Block carrier, Block lifter, Brick carrier, Displacing pliers
EC003135 | EG020033 | Plaster spraying machine | 5 |  | Plaster spraying machine
EC003136 | EG020082 | Sanding plate | 4 |  | Float, Sanding plate, Smoothing board
EC003138 | EG020064 | Joist hanger (single with side attachment/lug) | 5 |  | Battens connector, Battens joint, Battens joint (single with side attachment/lug), Beam support, Claw anchor, Joist hanger (single with side attachment/lug), Joist hanger with side flanges, Profile anchor, Purlin anchor, Rafter shoe connector, Trimmer joint
EC003139 | EG019810 | Waste sack | 5 |  | Cloth bag, Garden sack, Transport bag, Waste sack
EC003140 | EG020082 | Masonry cord-block | 5 |  | Masonry cord-block
EC003141 | EG020057 | Gravel/sand | 4 |  | Basalt, Blasting sand, Concrete sand, Crusher sand, Drainage sand, Fall sand, Fill sand / (to) filling sand, Filter Gravel, Filter sand, Floor sand, Gabbro, Granite, Gravel, Gravel and sand, Gravel/sand, Joint sand, Limestone, Marble, Masonry sand, Play Sand, Roofing gravel, Sand, Sandstone, Shingle, Silver Sand, Slate, Split
EC003142 | EG000020 | Plug fuse | 1 |  | Edison base plug fuse, Edison fuse link, Northamerican fuse, Plug fuse
EC003143 | EG020055 | Gypsum board | 5 |  | Ceiling board, Drywall board, Gypsum board, Gypsum cardboard board, Gypsum cardboard panel, Gypsum fiber board, Gypsum fibre board, Plasterboard, Wallboard
EC003149 | EG020056 | Under gable tile | 4 |  | Roof tile, Under Gable tile
EC003150 | EG019610 | Roof tile | 5 |  | Bird nest tile, Bird tile, Chaperon gable tile, Chaperon tile, Connection tile, Corner piece, Eave tile, Facade board, Gable kink tile, Gable mansard tile, Gable mono tile, Gable tile, Kink gable tile, Kink tile, Mansard gable tile, Mansard tile, Mono gable tile, Mono tile, Nest tile, Pantile, Ridge tile, Roof tile, Roofing tile, Roofing tile with angle, Slate, Under tile, Upper tile, Ventilation tile
EC003154 | EG000060 | Reinforcement fabric | 5 |  | Gauze ribbon, Mesh band, Mesh reinforcement, Plaster band, Plaster ribbon, Reinforcement fabric
EC003156 | EG019610 | Dry ridge | 4 |  | Angular ridge tile, Angular scale ridge tile, Balloon ridge tile, Dry ridge, End plate, Flat ridge tile, Gable ridge, Half round hip rafter ridge, Half round ridge tile, Hip rafter ridge, Hook ridge tile, Mono ridge, Ridge connector sloped, Scale ridge tile, Third round hip ridge
EC003157 | EG020068 | Plaster profile | 5 |  | Angle bead, Angle staff, Angular profile, End profile, Intermediate profile, Plaster profile
EC003158 | EG020077 | Two-part bracket square | 3 |  | Bossed clamp, Bracket with weld nut, Double wall bracket, Pipe bracket, Pipe clamp, Pipe screw clamp, Screw bracket, Screw clamp, Shackle, Two-part bracket square, Two-piece bracket square, Two-point bracket
EC003159 | EG015530 | Accessories/spare parts for rainwater pipe | 2 |  | Accessories for rainwater pipe, Accessories for rainwater tube, Accessories/spare parts for rainwater pipe, Clip, Seal, Sealing, Spare part for rainwater pipe, Spare parts for rainwater pipe, Wall bracket hook, Wall hook
EC003160 | EG020064 | Brick in bracket square | 3 |  | Brick in bracket square, Pipe bracket, Wall bracket
EC003161 | EG020058 | Glazing bead | 5 |  | Glazing bead
EC003162 | EG020068 | Stucco net | 4 |  | Plaster net, Stucco net
EC003163 | EG020068 | Separation strip stucco ceiling | 4 |  | Separation band stucco ceiling, Separation strip plaster ceiling, Separation strip stucco ceiling
EC003164 | EG000041 | A/V-Connector | 3 |  | A/V-Connector, Audio connector, Cinch connector, Cinch plug, Firewire connector, HDMI connector, Jack connector, Jack plug, RCA connector, Scart connector, Scart-connector, Stereo jack, Video connector, Video-connector, XLR connector
EC003165 | EG019710 | C-profile, steel | 4 |  | C-profile, steel, C-steel, Profile steel, Steel C-profile, Steel profile
EC003166 | EG020068 | Wallpaper | 5 |  | Paper-hanging, Wallpaper
EC003167 | EG020055 | Wall and facade cladding wood | 5 |  | Bevel siding (without rebate), Channelsiding, Deck piece, Drop siding, Drop siding with tongue and groove, Floor piece, Rhombus, Swedish siding (with rebate), Wall and facade cladding wood, Wall and facade covering wood
EC003168 | EG020004 | Door/window ajar holder | 4 |  | Door ajar holder, Door holder, Door open holder, Door stop, Door/window ajar holder, Window bolt
EC003169 | EG020004 | Door handle | 5 |  | Door handle, Handle
EC003170 | EG020004 | Door knob | 5 |  | Door knob
EC003172 | EG020096 | Door closer | 5 |  | Door closer, Door-spring
EC003173 | EG020096 | Accessories/spare parts for door closer | 4 |  | Accessories door closer, Accessories for door closer, Accessories/spare parts door closer, Accessories/spare parts for door closer, Damping unit, Door closer arm, Door guide, Drilling gauge, Drilling jig for door closer, Drilling template, Drilling template for door closer, Electrics, End cap, Hold-Open Device, Mounting plate, Spare part for door closer, Spare parts door closer, Spare parts for door closer
EC003174 | EG020004 | Safety door handle plate | 5 |  | Door plate, Narrow backplate, Safety door handle plate, Wide backplate
EC003175 | EG020004 | Safety rosette | 4 |  | Safety fitting escutcheon without backplate, Safety rosette, Security escutcheon
EC003176 | EG020052 | Cylinder for lock | 3 |  | Cylinder for lock, Dummy cylinder, Half cylinder, Mechanical door cylinder, Short cylinder
EC003177 | EG019610 | Roof sheet | 5 |  | Corrugated sheet, Roof plate, Roof sheet, Roof tile plate, Trapezoidal plate
EC003178 | EG019610 | Roof edging strip | 5 |  | Cleat, Coupling piece, Inner corner, Outer corner, Roof edging strip
EC003179 | EG020057 | Concrete mortar | 5 |  | Aerated concrete, Concrete mortar, Foam concrete, Heavy concrete, Light concrete, Lightweight Cellular Concrete (LLC), Low Density Cellular Concrete (LDCC), Normal concrete
EC003181 | EG020057 | Floor mortar | 5 |  | Floor mortar
EC003182 | EG020057 | Brickwork/pointing mortar | 5 |  | Brickwork mortar, Brickwork mortar and pointing mortar, Brickwork/pointing mortar, Glue mortar, Joint mortar, Jointing mortar, Mason and joint mortar, Masonry mortar, Pointing mortar, Thin-set mortar
EC003183 | EG020003 | Rebar net | 5 |  | Forestry fencing, Hexagon netting, Knotted wire netting, Mesh, Rebar net, Square netting, Wire mesh, Wire netting
EC003184 | EG020003 | Reinforcing steel bar | 4 |  | Reinforcing steel bar
EC003185 | EG015910 | Sealing tape | 4 |  | Butyl tape fleece, EPDM foil, Elasto cell band, Glazing tape, Insulated foil, Joint sealing tape, Sealing adhesive tape, Sealing strip, Sealing tape, Window and door sealing, Window foil EPDM, Window seal tape
EC003186 | EG020004 | Safety door fittings, complete | 3 |  | Alternate set, Door handle two-sided, Fireresistance fitting, Half-set, Protection set, Push handle with half-set, Safety door change set, Safety door fittings, complete, Safety door fittings, half-set, Safety door furniture, complete, Security fitting half-set
EC003187 | EG020058 | Threshold | 5 |  | Door sill, Doorstep, Threshold
EC003188 | EG020055 | Glass | 4 |  | Glass
EC003189 | EG020250 | Stone glue | 5 |  | Brick glue, Stone glue
EC003190 | EG019610 | Dovetail decking sheet | 4 |  | Dovetail decking sheet
EC003191 | EG020003 | Supporting beam for rebar | 4 |  | Supporting beam for rebar
EC003192 | EG020003 | Masonry reinforcement | 4 |  | Masonry reinforcement
EC003193 | EG020003 | Spacer for structural steel | 5 |  | Concrete rib, Cone, Cube, Megalith, Ring, Spacer for structural steel
EC003194 | EG020055 | Hollow core slab | 3 |  | Hollow core slab
EC003196 | EG020500 | Foamband | 4 |  | Foam band, Foam tape, Foamband
EC003197 | EG021004 | Sanding gauze | 5 |  | Grinding grid, Sanding gauze
EC003198 | EG020082 | Groove raker | 4 |  | Ditcher, Groove raker, Trencher
EC003200 | EG020045 | Wall tie | 4 |  | Wall tie
EC003201 | EG020055 | Fibre cement board | 5 |  | Fibre cement board, Fire protection plate, Fire resistant board
EC003203 | EG021001 | Tripod | 4 |  | Magnetic tripod, Measuring tripod, Tripod
EC003204 | EG020250 | Mounting glue | 4 |  | Construction adhesive, Mounting adhesive, Mounting glue, Sealant, Sealing compound
EC003205 | EG020250 | Universal contact adhesive | 4 |  | Adhesive, Contact adhesive, Universal contact adhesive, Universal super glue
EC003206 | EG020250 | Plastic glue | 5 |  | ABS glue, Adhesive, Conduit glue, Fitting glue, Glue, PVC C glue, PVC adhesive, PVC glue, Pipe glue, Plastic glue, Synthetic material glue, Tube glue
EC003207 | EG020250 | Construction glue | 5 |  | Building glue, CR (neoprene), Construction glue, PVA (Polyvinyl acetate), Polymer, Polyurethane (PUR), SMP polymer
EC003208 | EG019610 | Eave | 5 |  | Bird / mouse scrap, Bird Scrap, Bird Vide, Eave, Eave profile, Eave-system profile
EC003209 | EG019610 | Dry ventilating ridge | 5 |  | Dry ventilating ridge, Roofing tile with ventilation
EC003210 | EG019610 | Roof fixation | 4 |  | Clamp, Clock screw, Ridge bracket, Ridge hook, Ridge slat holder, Roof fixation, Tile hook, Tile screw
EC003211 | EG019610 | Corner and valley rafter | 4 |  | Corner and valley rafter
EC003213 | EG019610 | Accessories/spare parts for corrugated sheet | 4 |  | Accessories corrugated sheet, Accessories for corrugated sheet, Accessories/spare parts corrugated sheet, Accessories/spare parts for corrugated sheet, Adjustable ridge capping, Barge board, Bird proofing, Fixed angle ridge, Flat, Gable end piece, Spare part for corrugated sheet, Spare parts corrugated sheet, Spare parts for corrugated sheet, Wall connection, Waved
EC003214 | EG020016 | Wedge | 4 |  | Door wedge, Glazing packer wedge, Measuring wedge, Tile wedge, Tiler wedge, Wedge, Wedge packer
EC003215 | EG020042 | Profile tongs | 4 |  | Profile tong, Profile tongs, Punch lock riveter
EC003216 | EG020057 | Surface-/joint filler | 5 |  | Filler, Filler/putty, Filling compound, Joint filler, Jointfiller, Putty, Surface-/joint filler, Wood filler
EC003217 | EG020082 | Paint roller grate | 4 |  | Paint roller grate
EC003218 | EG020082 | Paint tray | 4 |  | Paint tray, Paint tub
EC003219 | EG021003 | Joint knife spacer sleeve | 5 |  | Joint knife spacer sleeve
EC003220 | EG020082 | Shoring prop | 3 |  | Ceiling shoring, Mounting support, Shoring prop, Wall shoring
EC003221 | EG020082 | Screeder board | 4 |  | Aiming stake/leveling board, Feather edges, H-profile feather edges, Levelling boards, Screed board, Screeder board, Screeding board
EC003222 | EG020052 | Espagnolette lock | 4 |  | Espagnolette lock
EC003223 | EG020052 | Espagnolette bolt | 4 |  | Espagnolette bolt
EC003225 | EG020056 | Filling element system floor | 4 |  | Filling element system floor
EC003226 | EG020056 | Floor joist system floor | 4 |  | Floor beam system floor, Floor joist system floor
EC003228 | EG020008 | Insect screen | 4 |  | Fly screen, Insect screen, Mounting Screen, Plisse screen, Roller screen
EC003229 | EG020058 | Roller shutter | 5 |  | Roll-down shutter, Roller shutter
EC003230 | EG019610 | Roof connection | 4 |  | Coupling gutter (renovation profile), Gutter element, Hidden gutter, Roof connection
EC003232 | EG020056 | Bond stone | 3 |  | Bond stone
EC003233 | EG020056 | Kerbstone driveway transition | 5 |  | Centre dropper, Dropper driveway kerbstone, Dropper kerb, Edging, Kerbstone driveway transition, Left-handed dropper, Right-handed dropper, Transition driveway kerbstone
EC003234 | EG020056 | Kerbstone, straight (non fading) | 4 |  | Kerb, straight (no fading), Kerbstone, straight (no fading), Kerbstone, straight (non fading)
EC003235 | EG020056 | Kerbstone, straight (with fading) | 4 |  | Kerb, straight (with fading), Kerbstone, straight (with fading)
EC003236 | EG020056 | Kerbstone angle (non fading) | 4 |  | Kerb angle (no fading), Kerbstone angle (no fading), Kerbstone angle (non fading), Radius kerb (no fading)
EC003237 | EG020056 | Kerbstone angle (with fading) | 4 |  | Kerb angle (with fading), Kerbstone angle (with fading), Kerbstone corner, Kerbstone corner with drop, Radius kerb (with fading)
EC003238 | EG020056 | Foundation formwork | 5 |  | Bottom plate, Centre plate, Corner element, Footing formwork, Foundation formwork, Sidewall
EC003239 | EG020057 | Cement | 5 |  | Cement
EC003240 | EG020050 | Feed-in bend meter box floor plate | 4 |  | Feed-in bend meter box floor plate, Feed-in bend meter cabinet flooring
EC003241 | EG020050 | Meter box floor plate | 3 |  | Meter box floor plate
EC003242 | EG015540 | Rubber compensator | 4 |  | Angular compensator, Axial compensator, Bellows, Cardan compensator, Compensator, Expansion compensator, Flange compensator, Hinge compensator, Lateral compensator, Motion compensator, Rubber compensator, Rubber compensator clamp connection, Rubber compensator with clamping strip connection, Rubber compensator with flanges, Rubber compensator with threaded connection, Rubber compensator, clamping strip connection, Rubber expansion joints with flanges, Vibration compensator, Wire compensator
EC003243 | EG015540 | Metal compensator | 4 |  | Angular compensator, Axial compensator, Bellows, Cardan compensator, Compensator, Compensator with welded metal, Expansion compensator, Flange compensator, Hinge compensator, Lateral compensator, Metal compensator, Metal compensator with compression connection, Metal compensator with flanges, Metal compensator with soldered connection, Metal compensator with threaded connection, Metal compensator with welded connection, Metal expansion joints with flanges, Metal expansion joints with weld connection, Motion compensator, Stainless steel compensator, Vibration compensator, Welding compensator
EC003244 | EG017610 | Tap jet regulator | 4 |  | Faucet aerator, Flow controller, Flow regulator, Flow restrictor, Jet controller, Jet nozzle, Tap aerator, Tap jet regulator
EC003245 | EG020099 | Robotic arm | 3 |  | Industrial robot, Robot arm, Robotic arm
EC003246 | EG020063 | Shower floor | 4 |  | Shower board, Shower floor
EC003247 | EG020067 | Floor connection for flue gas/air supply | 3 |  | Floor connection for flue gas/air supply, Flue gas/air supply floor connection
EC003248 | EG000001 | Power cable < 1 kV, for permanent installation | 3 |  | Cable, Energy cable < 1 kV, for permanent installation, House wiring cable, In-wall installation cable, Installation cable for under plaster, Low voltage power cable, Offshore cable, Power cable < 1 kV, for permanent installation, Ship power cable, Shipboard cable, Shipboard low voltage cable, Solar cable
EC003249 | EG000001 | Data and communication cable | 4 |  | Cable, Control cable, Data and communication cable, Data and communication cable (copper), Data cable, Data transfer cable, F/FTP, F/UTP, Outdoor cable, Railway signalling cable, S/FTP, S/UTP, SF/FTP, SF/UTP, Shipboard communication cable, Signal-/telecommunications cable, U/FTP, U/UTP
EC003250 | EG000001 | Power cable < 1 kV, for moving application | 3 |  | Cable, Cable for pendulum luminaire, Connection cable, Control cable, Device connection cable, Elevator cable, Energy cable < 1 kV, for moving application, Flat cable, Flexible cable, H05RR-F, H05VV-F, H07BQ-F, H07RN-F, Illumination cable, LiYY, Measuring conductor, Power cable < 1 kV, for moving application, Ribbon cable, Textile covered cable, Welding cable, YY
EC003251 | EG000001 | Power cable >= 1 kV, for permanent installation | 4 |  | Airfield lighting cable, Airport lighting cable, Cable, Connection cable, Energy cable, Energy cable >= 1 kV, for permanent installation, Extra high voltage power cable, High voltage power cable, Ignition cable, Low voltage power cable, Marine cable, Medium voltage power cable, Offshore cable, Power cable >= 1 kV, for permanent installation, Ship power cable, Shipboard cable, Shipboard low voltage cable
EC003253 | EG020049 | Pellet stove | 2 |  | Pellet stove
EC003254 | EG015140 | Insulation cover for air-/dirt separator | 4 |  | Accessories for air-/dirt separator, Insulation cover for air-/dirt separator
EC003255 | EG015530 | Label holder | 4 |  | Label holder, Label holder for installation, Label holder for pipes, Labelholder for pipes
EC003257 | EG020035 | Dish brush | 3 |  | Dish brush, Dish washing brush
EC003261 | EG020069 | Sluice valve | 3 |  | Sluice valve
EC003262 | EG020070 | Casing convector radiator | 3 |  | Casing convector radiator, Convector radiator cover, Radiator cover, Radiator enclosure
EC003263 | EG015840 | Smart thermostat | 3 |  | Smart thermostat
EC003264 | EG020450 | Telescopic tube synthetic pit | 1 |  | Telescopic piece, Telescopic tube plastic pit, Telescopic tube synthetic pit
EC003265 | EG020450 | Plastic pit bottom | 4 |  | Plastic inspection chamber base, Plastic pit bottom, Plastic pit floor, Synthetic pit floor
EC003266 | EG020450 | Plastic pit | 3 |  | Plastic pit, Synthetic pit
EC003267 | EG020450 | Plastic pit shaft | 2 |  | Pit shaft, Pit-shaft, Plastic inspection chamber shaft, Plastic pit shaft, Plastic shaft for pit bottom, Shaft for plastic inspection chamber base, Synthetic shaft
EC003268 | EG020069 | Underground service valve | 4 |  | Service valve, Underground service valve
EC003269 | EG015540 | Pipe end plate | 3 |  | Blind plate, Blind plate for pipe, Blind plate for tube, End plate, End plate for pipe, End plate for tube, Pipe blind plate, Pipe end plate, Tube blind plate, Tube end plate
EC003270 | EG020069 | Six-way control valve with electric servomotor | 4 |  | Divide valve, Mix control valve, Mixing valve, Pressure compensated control valve, Six way control valve, Six-way control valve, Six-way control valve with electric servomotor
EC003271 | EG015630 | Fire damper actuator | 2 |  | Fire damper actuator, Fire damper drive, Smoke damper actuator, Smoke damper drive
EC003272 | EG020045 | Wing bolt | 3 |  | Wing bolt, Wing screw
EC003274 | EG020069 | Electronic pressure-independent 2-way control valve with energy monitoring | 4 |  | Electrically controlled two-way control valve, Electrically operated two-way valve, Electronic pressure-independent 2-way control valve with energy monitoring, Energy valve, Motorized control valve, Pressure compensated control valve
EC003278 | EG020036 | Nibbler (battery) | 4 |  | Nibbler (battery)
EC003279 | EG020036 | Universal scissors (battery) | 3 |  | Battery machine, Universal scissors (battery), Universal shear (battery), Universal trimmer (battery), Utility scissors (battery), Utility shear (battery)
EC003281 | EG020041 | Precision drill/grinder (electric) | 3 |  | Drilling grinder (electric), Electric writer, Multi tool, Precision drill, Precision drill/grinder (electric), Precision grinder
EC003283 | EG020036 | Rotary and demolition hammer (battery) | 3 |  | Rotary and demolition hammer (battery)
EC003285 | EG020036 | Threaded rod cutter (battery) | 2 |  | Threaded rod cutter (battery)
EC003287 | EG020036 | Groove cutter (battery) | 4 |  | Battery machine, Electric edge milling machine, Electrical edge milling machine, Groove cutter (battery)
EC003288 | EG020036 | Sheet metal shears (battery) | 4 |  | Battery machine, Battery slitting shear, Battery tin snips, Edge scissors (battery), Edge shear (battery), Metal scissors (battery), Metal shear (battery), Sheet metal shears (battery), Slitting shears (battery), Tip shears (battery
EC003289 | EG020036 | Blower vac (battery) | 3 |  | Blower vac (battery), Garden vacuum, Garden vacuum (battery), Leaf blower, Leaf suction machine, Leaf vac, Mulcher
EC003290 | EG020036 | Air pump (battery) | 2 |  | Air pump (battery), Ball pump, Battery chainsaw, Battery machine, Battery pump, Bicycle pump
EC003292 | EG020036 | Needle scaler (battery) | 2 |  | Needle scaler (battery)
EC003298 | EG020036 | Angle wrench (battery) | 3 |  | Angle screwdriver (battery), Angle wrench (battery), Battery angle drilling machine, Battery machine, Pole angle screwdriver (battery)
EC003299 | EG020053 | Accessories/spare parts for inspection camera | 3 |  | Accessories for inspection camera, Accessories for inspection camera (battery), Accessories for inspection camera (rechargeable battery), Accessories/spare parts for inspection camera, Camera cable, Extension cable for camera cable, Hook, Magnet, Mirror, Spare part for inspection camera, Spare parts for inspection camera
EC003302 | EG020041 | Heating device for work pieces (electric) | 2 |  | Heating device (electrical), Heating device for bearings (electric), Heating device for work pieces (electric), Heating device for work pieces (electrical)
EC003303 | EG020041 | Brush grinder (electric) | 3 |  | Brush grinder (electric), Electric grinding brush, Electric grinding device
EC003304 | EG020041 | Diamond saw (electric) | 2 |  | Diamond hand-held circular saw, Diamond saw (electric)
EC003305 | EG020041 | Dowel machine (electric) | 2 |  | Dowel machine (electric), Dowel system (electric), Raw plugger (electric), Wooden dowel drill machine
EC003307 | EG020041 | Fold seam locker (electric) | 3 |  | Fold seam locker (electric)
EC003308 | EG020086 | Accessory set for precision drill/grinder | 3 |  | Accessory set for multi tool, Accessory set for precision drill, Accessory set for precision drill/grinder, Accessory set for precision grinder
EC003309 | EG020041 | Precision drill/grinder set (electric) | 3 |  | Multi tool, Precision drill, Precision drill set, Precision drill/grinder set (electric), Precision grinder, Precision grinder set
EC003311 | EG020041 | Flathead grinder (electric) | 3 |  | Flathead grinder (electric)
EC003312 | EG020041 | Jointing press (electric) | 3 |  | Jointing press (electric), Power fastener
EC003315 | EG020041 | Threaded rod cutter (electric) | 2 |  | Threaded rod cutter (electric)
EC003317 | EG020041 | Groove cutter (electric) | 3 |  | Chamfering device, Electric edge milling machine, Electrical edge milling machine, Groove cutter (electric), Pipe chamferer
EC003318 | EG020041 | Fillet grinder (electric) | 3 |  | Fillet grinder (electric), Special flap tool (electric)
EC003321 | EG020041 | Chain mortiser (electric) | 2 |  | Chain mortiser (electric), Chain slit milling machine
EC003322 | EG020041 | Putty router (electric) | 3 |  | Putty milling cutter (electric), Putty router (electric), Seal milling machine
EC003324 | EG020041 | Varnish milling cutter (electric) | 2 |  | Electric varnish milling saw, Electrical varnish milling saw, Varnish milling cutter (electric)
EC003325 | EG020041 | Linear grinder (electric) | 2 |  | Linear grinder (electric)
EC003326 | EG020041 | Magazine screwdriver (electric) | 3 |  | Magazine screwdriver (electric)
EC003327 | EG020041 | Multifunctional grinder (electric) | 3 |  | Multifunctional grinder (electric)
EC003328 | EG020041 | Needle scaler (electric) | 3 |  | Needle scaler (electric)
EC003330 | EG020041 | Wet grinder (electric) | 3 |  | Grinding stone (electric), Wet grinder (electric)
EC003332 | EG020041 | Polisher (electric) | 3 |  | Car polisher, Polisher (electric), Polishing machine
EC003334 | EG020041 | Pipe belt grinder (electric) | 2 |  | Pipe belt grinder (electric)
EC003335 | EG020041 | Renovation milling cutter (electric) | 3 |  | Renovation milling cutter (electric)
EC003337 | EG020041 | Scraper (electric) | 3 |  | Scraper (electric)
EC003347 | EG020041 | Pipe beveller (electric) | 3 |  | Edge nibbler, Pipe beveller (electric), Welding edge former (electric)
EC003348 | EG020041 | Rope saw (electric) | 2 |  | Rope saw (electric)
EC003349 | EG020041 | Spray gun (electric) | 2 |  | Spray gun (electric)
EC003351 | EG020041 | Wallpaper stripper (electric) | 3 |  | Wallpaper stripper (electric)
EC003352 | EG020041 | Carpet remover (electric) | 2 |  | Carpet remover (electric)
EC003354 | EG020041 | Stair stringer milling machine (electric) | 2 |  | Stair stringer milling machine (electric)
EC003362 | EG020036 | Precision drill/grinder (battery) | 4 |  | Multi tool, Precision drill, Precision drill/grinder (battery), Precision grinder
EC003363 | EG020036 | Precision drill/grinder set (battery) | 3 |  | Multi tool, Precision drill, Precision drill set, Precision drill/grinder set (battery), Precision grinder, Precision grinder set
EC003367 | EG010110 | Spring scale | 3 |  | Spring scale
EC003368 | EG020069 | Penstock | 2 |  | Penstock
EC003369 | EG020016 | Pack hook | 3 |  | Pack hook, Steel hook
EC003372 | EG020069 | Flap valve | 3 |  | Drainage flap valve, Flap valve, Hinged flap valve, Non-return valve
EC003373 | EG020054 | Strapping device | 4 |  | Battery belt tensioner, Battery clamps, Belt pretensioner, Belt tensioner, Hand clamp, Power tensioner, Strap tensioner, Strapper, Strapping device, Strapping set, Strapping tool, Tension device
EC003374 | EG020036 | Window cleaner (battery) | 3 |  | Window cleaner (battery), Window cleaning device, Window washer
EC003375 | EG019810 | Ride-on vacuum sweeping machine | 3 |  | City centre cleaning device, City centre cleaning sweeper, Municipal sweeping device, Municipal sweeping machine, Ride-on sweep device, Ride-on sweep machine, Ride-on vacuum sweeping machine, Suction sweeping machine, Yard sweeper machine
EC003378 | EG020010 | Weeder (gas powered) | 2 |  | Weeder (gas powered)
EC003379 | EG021001 | Nut Splitter | 3 |  | Nut Splitter
EC003380 | EG021001 | Concrete tamper (hand) | 3 |  | Concrete tamper, Concrete tamper (hand)
EC003382 | EG021001 | Loop tie twisting tool | 3 |  | Drill device, Drill pliers, Loop tie twisting tool, Strapping tool, Wire twister
EC003384 | EG020010 | Post hole digger | 2 |  | Post hole digger, Post-hole digger
EC003385 | EG020010 | Hedge trimmer (hand) | 2 |  | Hedge trimmer (hand)
EC003386 | EG020010 | Rake | 2 |  | Ground pick, Rake, Tar rake
EC003387 | EG020010 | Sickle | 3 |  | Culture sickle, Sickle
EC003388 | EG021001 | Carry handle | 2 |  | Carry handle, Plasterboard carry handle
EC003389 | EG020085 | Hand saw set | 2 |  | Hand saw set
EC003391 | EG020091 | Water mist sprinkler | 3 |  | Fusible link sprinkler, Hanging sprinkler, Open water mist sprinkler, Recessed sprinkler, Sprinkler head, Water mist sprinkler
EC003393 | EG010320 | Laths lifter | 2 |  | Laths lifter
EC003398 | EG020085 | Laminate cutter | 2 |  | Laminate cutter
EC003401 | EG020083 | Wash basin wrench | 3 |  | Special installation wrench, Wash basin wrench
EC003403 | EG020082 | Scraper/trowel set | 2 |  | Scraper/trowel set
EC003405 | EG021001 | (De)magnetizing device | 2 |  | (De)magnetizing device, Demagnetizing device, Magnetizer
EC003406 | EG020054 | Bolt block | 3 |  | Bolt block
EC003407 | EG020054 | Accessories/spare parts for vice | 3 |  | Accessories for vice, Accessories/spare parts for vice, Angle drive, Fine-step rail, Preselection of clamping force, Spare part for vice, Spare parts for vice
EC003409 | EG021004 | Brush set | 2 |  | Brush set
EC003412 | EG020056 | Tiling cord | 4 |  | Tile cord, Tilers cord, Tiling cord, Tiling rubber
EC003413 | EG019810 | Cleaning sponge | 4 |  | Anti kettle stone sponge, Cleaning sponge, Kettle sponge, Kitchen sponge, Scourer, Scouring pad, Scrub sponge, Scrubber sponge, Sponge, Tiling sponge
EC003414 | EG010320 | Plate lifting bracket | 2 |  | Plate lifting bracket
EC003415 | EG020042 | Tiler breaking pliers | 2 |  | Tiler breaking pliers
EC003419 | EG020042 | Paper pliers | 2 |  | Claw gripper, Clutch gripping pliers, Paper pliers
EC003420 | EG020042 | Notching pliers | 3 |  | Notching pliers
EC003421 | EG020085 | Steel wire mesh cutter | 4 |  | Steel wire mesh cutter
EC003423 | EG020042 | Strike plate edger | 2 |  | Lock plate tacker, Strike plate edger, Striking plate cutter
EC003424 | EG021000 | Material moisture meter | 3 |  | Material moisture meter, Moisture meter, Wood and plaster moisture meter
EC003425 | EG010110 | Telescopic measuring rod | 2 |  | Telescopic measuring rod
EC003427 | EG000061 | Flame spray powder | 3 |  | Flame spray powder, Thermal spray powder
EC003432 | EG000061 | Soldering water bottle | 2 |  | Soldering water bottle
EC003433 | EG000061 | Soldering water brush | 3 |  | Soldering water brush
EC003435 | EG020086 | Forstner bit | 2 |  | Drill tool, Forstner bit, Hinge hole drill, Special-purpose boring tool, Wooden hinge holesaw
EC003436 | EG020086 | Ice drill | 2 |  | Ice drill
EC003437 | EG020053 | Drilling dust collector | 2 |  | Drilling dust collector
EC003441 | EG020086 | Chisel set for drill hammer | 2 |  | Chisel set for drill hammer
EC003442 | EG020053 | Mixing head | 3 |  | Mixing head
EC003446 | EG020085 | Saw blade assortment | 3 |  | Saw blade assortment
EC003447 | EG020053 | Chain for chainsaw | 3 |  | Chain for chainsaw
EC003449 | EG021004 | Hand grinder set | 2 |  | Hand grinder block set, Hand grinder set
EC003452 | EG021004 | Cutting disc set | 3 |  | Cutting disc set
EC003453 | EG020086 | Counterbore | 4 |  | Counterbore
EC003455 | EG020053 | System accessories for colour spray system (battery/electric/compressed air) | 4 |  | Colour cup, Hose, Nozzle, System accessories for color spray system (battery/electric/compressed air), System accessories for colour spray system (battery/electric/compressed air)
EC003456 | EG020053 | System accessories for milling (battery/electric) | 4 |  | Adapter, Adaptor, Base plate, Hollow spindle stop, Router carriage, System accessories for milling (battery/electric)
EC003457 | EG020053 | System accessories for planing (battery/electric) | 3 |  | Adapter, Adaptor, Planer blade, System accessories for planing (battery/electric), Under frame
EC003458 | EG020053 | System accessories for nibbling/cutting (battery/electric/compressed air) | 4 |  | Cutting oil, Knife, Punch, Stamp, System accessories for nibbling/cutting (battery/electric/compressed air)
EC003459 | EG020053 | System accessories for oscillator | 4 |  | Card scraper, Grinding plate, Scraper, System accessories for oscillating (battery/electric/compressed air), System accessories for oscillator
EC003460 | EG020053 | System accessories for sawing (battery/electric/compressed air) | 4 |  | Adapter, Adaptor, Grinding strip, Saw blade guide, System accessories for sawing (battery/electric/compressed air)
EC003461 | EG020053 | System accessories for scraping (battery/electric/compressed air) | 4 |  | Blade, Joint scraper, Spatula, System accessories for scraping (battery/electric/compressed air)
EC003462 | EG020053 | System accessories for grinding/polishing (battery/electric/compressed air) | 4 |  | Arbor, Clamping disc, Grinding plate, Nonwoven fabric, System accessories for grinding/polishing, System accessories for grinding/polishing (battery/electric/compressed air)
EC003463 | EG020053 | System accessories for wallpaper stripping (battery/electric) | 3 |  | Hose, Spray nozzle, Steam shield, System accessories for wallpaper stripping (battery/electric)
EC003465 | EG020014 | Drilling machine (compressed air) | 4 |  | Compressed air tool, Drilling machine (compressed air)
EC003466 | EG020014 | Hammer (compressed air) | 3 |  | Air chipping hammer, Compressed air caulking hammer, Compressed air hammer, Compressed air tool, Hammer (compressed air), Pneumatic chipping hammer
EC003467 | EG020014 | Needle scaler (compressed air) | 3 |  | Compressed air pistol, Compressed air tool, Needle scaler (compressed air)
EC003468 | EG020014 | Oscillator (compressed air) | 4 |  | Compressed air chassis saw, Compressed air saw, Compressed air shear, Compressed air tool, Compressed air universal saw, Oscillator (compressed air)
EC003469 | EG020014 | Jig saw (compressed air) | 3 |  | Compressed air foam saw, Compressed air jigsaw, Compressed air pipe jigsaw, Compressed air pipe saw, Compressed air saw, Compressed air tool, Jig saw (compressed air)
EC003470 | EG020014 | Sheet nibbler (compressed air) | 4 |  | Compressed air shear, Compressed air tool, Sheet nibbler (compressed air)
EC003471 | EG020014 | Belt sander (compressed air) | 4 |  | Belt grinder (compressed air), Belt sander (compressed air), Compressed air tool
EC003472 | EG020014 | Random orbital disc grinder (compressed air) | 3 |  | Compressed air grinding machine, Compressed air tool, Random orbital disc grinder (compressed air)
EC003473 | EG020014 | Belt file (compressed air) | 3 |  | Belt file (compressed air), Compressed air tool, Finger grinder (compressed air)
EC003474 | EG020014 | Oscillating grinder (compressed air) | 3 |  | Compressed air grinding machine, Compressed air tool, Oscillating grinder (compressed air)
EC003475 | EG020014 | Straight grinder (compressed air) | 3 |  | Compressed air grinding machine, Compressed air tool, Straight grinder (compressed air)
EC003476 | EG020014 | Angle grinder (compressed air) | 3 |  | Angle grinder (compressed air), Compressed air grinding machine, Compressed air tool
EC003477 | EG020014 | Angle die grinder (compressed air) | 3 |  | Angle die grinder (compressed air), Compressed air grinding machine, Compressed air tool
EC003479 | EG020014 | Impact screwdriver (compressed air) | 4 |  | Compressed air ratchet, Compressed air ratchet screwer, Compressed air tool, Impact screw driver (compressed air), Impact screwdriver (compressed air), Impact wrench (compressed air), Impulse wrench (compressed air), Pulse hammer screwdriver (compressed air), Ratched screwdriver (compressed air)
EC003480 | EG020016 | Tool holder assortment | 3 |  | Hook selection, Hook set, Tool holder assortment
EC003481 | EG020061 | Rainwater system | 3 |  | Rainwater system, Rainwatersystem
EC003482 | EG020061 | Beehive grate | 4 |  | Beehive grate
EC003484 | EG015120 | Sewage tank | 3 |  | Septic tank, Sewage tank, Sewage water tank, Sewer tank
EC003485 | EG015140 | Phosphorus trap/filter | 2 |  | Phosphorus trap / filter, Phosphorus trap/filter
EC003486 | EG015140 | Sequencing batch reactor | 2 |  | Sequencing batch reactor
EC003487 | EG015140 | UV box | 2 |  | UV box, UV filter, UV-filter
EC003488 | EG015140 | Wastewater filter | 2 |  | Wastewater filter
EC003490 | EG020061 | Base manhole chamber | 4 |  | Base manhole chamber, Collecting manhole, Flushing manhole, Inspection manhole, Manhole chamber base, Passage manhole, Shut-off shaft, Starting manhole, Switch-over shaft
EC003492 | EG020061 | Manhole chamber riser/reduction | 4 |  | Manhole chamber riser / reduction, Manhole chamber riser/reduction, Shaft top pipe
EC003496 | EG020061 | Accessories/spare parts for infiltration unit | 4 |  | Accessories for infiltration unit, Accessories for infiltration unitSok installatiebuis, Accessories/spare parts for infiltration unit, Buffer baseplate, Connection plate, Cover plate, Infiltration baseplate, Infiltration unit clip, Shear connector, Side plate, Spare part for infiltration unit, Spare parts for infiltration unit
EC003497 | EG020450 | Accessories/spare parts for infiltration gully | 3 |  | Accessories for infiltration gully, Accessories infiltration gully, Accessories/spare parts for infiltration gully, Accessories/spare parts infiltration gully, Amphibian ladder, Amphibian stair, Gully pot ladder, Key, Lock wrench, Spare part for infiltration gully, Spare parts for infiltration gully, Spare parts infiltration gully
EC003498 | EG020070 | PCM element | 3 |  | Climate ceiling, Climate floor, Cold storage, Heat storage, PCM element, PCM panel, PCM sack, PCM-element, Phase Change Material, TES, Thermal energy storage
EC003499 | EG020085 | Tile cutter (hand model) | 3 |  | Tile cutter, Tile cutter (hand model)
EC003501 | EG020003 | Rebar splicing system | 3 |  | Rebar splicing system
EC003502 | EG000041 | Accessories/spare parts for navigation systems/tablets/mobile phones | 3 |  | Accessories for mobile phones, Accessories for navigation systems, Accessories for navigation systems/tablets/mobile phones, Accessories for tablet computers, Accessories for tablets, Accessories/spare parts for navigation systems/tablets/mobile phones, Bag, Holder, Map data, Screen protector foil, Spare part for navigation systems/tablets/mobile phones, Spare parts for mobile phones, Spare parts for navigation systems, Spare parts for navigation systems/tablets/mobile phones, Spare parts for tablets
EC003504 | EG000041 | Projection screen | 2 |  | Beamer screen, Projection screen
EC003505 | EG000041 | Accessories/spare parts for loudspeaker | 2 |  | Accessories for loudspeaker, Accessories/spare parts for loudspeaker, Cover, Front frame, Installation frame, Spare part for loudspeaker, Spare parts for loudspeaker
EC003507 | EG000020 | Medium/high voltage fuse | 3 |  | High voltage fuse, Medium voltage fuse, Medium voltage fuse-link, Medium-/high voltage fuse, Medium/high voltage fuse
EC003508 | EG020001 | Utility pole | 3 |  | Power pole, Telecommunication pole, Telegraph pole, Telegraph post, Transmission pole, Ttelephone pole, Utility pole
EC003509 | EG020001 | High voltage disconnector | 2 |  | Disconnector, High voltage disconnector
EC003510 | EG000004 | Cable suspension hook | 3 |  | Cable suspension hook, Data cable fastening element, Hook, J-hook
EC003511 | EG020001 | Accessories/spare parts for high voltage disconnector | 2 |  | Accessories for high voltage disconnector, Accessories/spare parts for high voltage disconnector, Assembly kit, manual, Assembly kit, motorized, Bracket, surge arrestor, Cable connection bracket, Cable switch, Clutch rod, Connector Al/Cu, Connector Cu, Connector Fe/Al, Contact pole, Contact whip, Control lever, Downlet contact extension pole, Downwards contact extension pole, Earthing strip, Extension bar, Extension rod, Flexible connection bracket, Fuse disconnector poles, Fuse protection tube, Fusegear switch, Guide, Hand drive, Insulator rod, Line switch, Loadbreak switch, Service rod, Shaft support, Spare part for high voltage disconnector, Spare parts for high voltage disconnector, Switchgear shaft
EC003512 | EG020001 | Accessories/spare parts for utility pole | 4 |  | Accessories for utility pole, Accessories/spare parts for utility pole, Base brace (straight), Base cover, Bottom pin, Cross brace (bended), Diagonal cross, Diagonal cross brace, Phase/wire bracket, Pole base reinforcing set, Pole cap, Pole root brace, Rock bolt, Spare part for utility pole, Spare parts for utility pole, Stud bolt, Support pole bracket (hinge), Toothed plate, Utility pole accessories
EC003513 | EG020001 | Accessories/spare parts for stay wire | 4 |  | Accessories for stay wire, Accessories/spare parts for stay wire, Automatic dead end, Automatic joint, Dead end tie, Extension eye, Extension rod, Eye bolt, Eye rod, Eyebolt, Insulating sleeve, Insulating thimble, Rock eye bolt, Spare part for stay wire, Spare parts for stay wire, Stay wire accessories, Stay wire anchor, Stay wire base plate, Stay wire baseplate, Stay wire brace, Stay wire fastener, Stay wire link, Stay wire marker, Stay wire set, Stay wire tightener, Thimble
EC003514 | EG020001 | High voltage insulator | 2 |  | Cap and pin insulator, High voltage insulator, Insulator, Pin insulator, Strain insulator, Support insulator, Suspension insulator, Suspension/tension insulator, Tension insulator
EC003515 | EG020001 | Cross arm for utility pole | 3 |  | Angled cross arm, Cross arm for utility pole, Crossarm, Crossarm for utility pole, Deadend cross arm, Support cross arm
EC003516 | EG020001 | Accessories/spare parts for cross arm for utility pole | 3 |  | Accessories for cross arm for utility pole, Accessories for crossarm, Accessories for crossarm for utility pole, Accessories/spare parts for cross arm for utility pole, Cross arm mounting set, Cross arm support, Crossarm accessories, Crossarm mounting set, Crossarm support, Earthing material, Insulator bracket, Insulator pin, Phase bracket (flag), Pole clamp, Spare part for cross arm for utility pole, Spare parts for cross arm for utility pole, Suspension insulator clevis, Suspension insulator oval eye/ball, Suspension insulator socket/ball, Suspension insulator y-clevis/ball, U-bracket, Washer
EC003517 | EG000023 | Cable distribution cabinet | 2 |  | Cable distribution cabinet
EC003520 | EG020001 | Cable termination for medium and high voltage cables | 3 |  | Cable termination, Cable termination for medium and high voltage cables
EC003521 | EG020001 | Plug termination for medium and high voltage cables | 2 |  | Plug termination, Plug termination for medium and high voltage cables, Screened separable connectors
EC003522 | EG020001 | Distribution transformer | 2 |  | Distribution transformer, Pole-mount transformers, Service transformer
EC003524 | EG000023 | Marking pole | 4 |  | Accessories for cable distribution cabinet, Cable distribution cabinet accessory, Marking pole, Snow marker
EC003527 | EG017110 | Dry toilet | 2 |  | Composting toilet, Dry toilet, Waterless toilet
EC003528 | EG020063 | Bath rail | 4 |  | Bath rail
EC003529 | EG000036 | Discussion unit | 2 |  | Chairman unit, Discussion unit, Discussion unit for conference system, Dual delegate unit, Single delegate unit
EC003530 | EG021000 | Thermal camera | 4 |  | Heat camera, IR camera, IR-camera, Infrared camera, Infrared thermography, Thermal Imager, Thermal camera, Thermal image camera
EC003531 | EG020070 | Convector pit complete without grid | 4 |  | Convector pit complete without grid
EC003532 | EG020001 | Accessories/spare parts for distribution transformer | 2 |  | Accessories for distribution transformer, Accessories/spare parts for distribution transformer, Animal guard, Arc protection device, Busbar, Earthing point, Earthing terminal, Fixing flange, Insulator adapter, Insulator adaptor, Lifting lug, Oil, Oil drying agent, Protection cap, Spare part for distribution transformer, Spare parts for distribution transformer, Surge arrester bracket, Thermometer, Wheel set
EC003534 | EG020058 | Exterior door (complete with frame) | 4 |  | Back door, Barn door, Exterior door, Exterior door (complete with frame), Exterior door (with frame), Front door, Garage door, Garden/balcony door
EC003535 | EG020058 | Interior door (complete with frame) | 3 |  | Flat door, Interior door, Interior door (complete with frame), Interior door (with frame), Line door, Panel door
EC003536 | EG020058 | Window (complete with frame) | 4 |  | Sliding window, Window, Window (complete with frame), Window (complete), Window frame
EC003537 | EG020090 | Wireless control station | 2 |  | Commanding and signaling device, Hand-held emitter, Hand-held transmitter, Hoisting control, Remote control, Wireless control station, Wireless remote control for hoisting applications
EC003538 | EG000020 | Device circuit breaker | 2 |  | Device circuit breaker, Device protection unit
EC003539 | EG020070 | Column radiator | 4 |  | Column radiator, Sectionalized radiator
EC003540 | EG015410 | Frame and door for group distributor housing | 3 |  | Frame and door for group distributor housing, Frame and door for hydrant cabinet, Frame/door for group distributor housing, Inspection hatch with frame, Shaft hatch with frame
EC003541 | EG015410 | Frame for group distributor housing | 2 |  | Frame for group distributor housing, Frame for hydrant cabinet, Frame for inspection hatch, Frame for shaft hatch
EC003542 | EG015410 | Door for group distributor housing | 3 |  | Door for group distributor housing, Door for hydrant cabinet, Inspection hatch, Shaft hatch
EC003543 | EG020046 | Escalator | 4 |  | Autowalk, Escalator, Ramp, Vertical transport system
EC003544 | EG020046 | Elevator | 4 |  | Cargo elevator, Elevator, Freight elevator, Goods lift, Lift, Passenger elevator, Service elevator
EC003545 | EG000013 | Plug/coupler without protective contact | 3 |  | CEE 7/1 unearthed, CEE 7/16 plug, CEE 7/16 socket outlet, CEE 7/2 plug, Contour plug (CEE 7/17), EURO plug (CEE 7/16), European socket outlet, European socket outlet/plug, Europlug, Europlug (CEE 7/16), Europlug (CEE 7/17), Plug/coupler without protective contact, Round plug (CEE 7/2), Socket outlet/plug without protective contact
EC003546 | EG000013 | Appliance connector | 2 |  | Appliance connector, Appliance coupler, Appliance plug
EC003548 | EG020007 | Accessories/spare parts for first aid | 4 |  | Accessories for first aid, Accessories/spare parts for first aid, Adhesive plaster, Antiseptic wipes, Bandage, Bandage assortment, Breathing apparatus, Cardiopulmonary resuscitation mask (CPR), Compress, Cotton bud, Cream, Defibrillator (AED), Disposable emergency breathing aid, Disposable emergeny breathing aid, Disposable syringe, Dressing filling, Dry ice pack, Eye compress, Factory first aid kit box, Filling assortment for first aid kit, Finger first aid selection, First aid product, First aid scissors, Fixation bandage, Fixation plaster, Fixation plasters, Gauze, Gauze bandage, Medicated cleanser, Medicine tablets, Motor vehicle first aid selection, Motor vehicle wound first aid selection, Net bandage, Net wound dressing, Respirator, Safety pin, Set, Sharps container, Spare part for first aid, Spare parts for first aid, Sterile pad, Tongue depressor, Triangular scarf, Triangular sling, Work protection, Wound dressing strip
EC003549 | EG000060 | Packaging material | 3 |  | Air cushion, Bag, Brochure cover, Bubble wrap, Clear plastic sheath, Closure sleeve for strapping, Corrugated cardboard, Document pouch, Elastic bands, Envelope, Envelope folder, File case, Foil, Packaging material, Plastic pocket (with perforation), Poly bag, Strapping, Strapping buckle, Stretch foil, Tubular film, Wrap
EC003550 | EG020250 | Spill containment for oil/chemicals | 3 |  | Bandage fleece, Binder, Chemical binder, Floating boom, Granulate, Ground protection mat, Industry absorbent sheeting, Pad, Roll, Sock, Spill containment for oil/chemicals, Spill kit, Spill pallet, Suction hose, Sweep chippings
EC003551 | EG020016 | Water barrier | 3 |  | Mobile dam, Mobile dike, Water Barrier 1, Water barrier
EC003552 | EG000037 | PoE injector/splitter | 2 |  | PoE injector, PoE injector/splitter, PoE splitter, Power over Ethernet injector, Power over Ethernet injector/splitter, Power over Ethernet splitter
EC003553 | EG020099 | Robot controller | 2 |  | Controller for robotic arm, Robot controller
EC003554 | EG020099 | Accessories/spare parts for robotic arm | 3 |  | Accessories for robotic arm, Accessories/spare parts for robotic arm, Servo for robotic arm, Servomotor, Software, Software for robotic arm, Spare part for robotic arm, Spare parts for robotic arm
EC003555 | EG000061 | Exothermic welding mould | 3 |  | Exothermic welding mold, Exothermic welding mould, Mold
EC003556 | EG000058 | Housing for circular connectors | 1 |  | Housing for circular connectors
EC003557 | EG000058 | Contact insert for circular connectors | 1 |  | Contact insert for circular connectors
EC003558 | EG020098 | Passive sensor-actuator interface (without cable) | 2 |  | Passive sensor-actuator interface (without cable)
EC003559 | EG020070 | Dynamic power booster | 3 |  | Dynamic power booster
EC003560 | EG000061 | Exothermic welding powder | 2 |  | Exothermic welding powder
EC003561 | EG000061 | Accessories/spare parts for exothermic welding | 3 |  | Accessories for exothermic welding, Accessories/spare parts for exothermic welding, Clamp, Exothermic welding accessories, Ignition, Spare part for exothermic welding, Spare parts for exothermic welding, Strap
EC003562 | EG000036 | Controller for public address system | 1 |  | Central controller, Controller for public address system, Remote control panel
EC003563 | EG000059 | Earthing cartridge | 1 |  | Earthing cartridge
EC003564 | EG000059 | Short-circuiting bar | 1 |  | Short-circuiting bar
EC003565 | EG000036 | Call station for public address system | 1 |  | Call station for public address system
EC003566 | EG000036 | Amplifier for public address system | 1 |  | Amplifier for public address system, Loop amplifier, Mixing amplifier, Power amplifier, Pre-amplifier
EC003567 | EG020070 | Accessories/spare parts for heating mat | 3 |  | Accessories for heating mat, Accessories/spare parts for heating mat, Connection terminal, Spare part for heating mat, Spare parts for heating mat
EC003568 | EG000058 | Circular connector, mounting (PCB) | 1 |  | Circular connector, mounting (PCB)
EC003569 | EG000058 | Circular connector, mounting (without cable) | 1 |  | Circular connector, mounting (without cable)
EC003570 | EG000058 | Circular connector, mounting (with cable) | 1 |  | Actuator housing part, Bulkhead socket, Circular connector, mounting (with cable), Sensor/actuator bulkhead socket
EC003571 | EG000040 | Automatic tea maker | 2 |  | Automatic tea maker
EC003572 | EG000040 | Ironing system | 2 |  | Ironing station, Ironing system, Ironing table, Shirt ironing system, Steam generator
EC003573 | EG000046 | Skirt | 3 |  | Casual skirt, Catering clothes, Catering skirt, Cooking clothing, Cooking skirt, Occupation clothing, Service clothing skirt, Service skirt, Skirt
EC003575 | EG020087 | Tollgate | 3 |  | Barrier, Barrier boom, Chain, Tollgate, Way barrier
EC003576 | EG000046 | Dress | 3 |  | Dress
EC003577 | EG000046 | Headgear | 3 |  | Baker's boy cap, Balaclava, Bandana, Beanie, Beret, Bistro cap, Bouffant cap, Bump cap, Cap, Catering cap, Catering clothes, Catering forage cap, Chef's cap, Chef's garrison cap, Cold weather mask, Cooking clothing, Hat, Head covering, Head protection, Headdress, Headgear, Headpiece, Headwear, Kerchief, Occupation clothing, Service clothing headgear, Service headgear, Warning protection basecap, Working cap
EC003578 | EG000046 | Back protection | 2 |  | Back protection, Back support belt
EC003579 | EG000046 | Safety mirror | 2 |  | Hemisphere mirror, Industrial mirror, Multipurpose safety mirror, Observation mirror, Round mirror, Safety mirror, Spare mirror, Stacker mirror, Traffic mirror
EC003580 | EG000046 | Underwear | 2 |  | Body, Body-suit, Bodysuit, Boxershort, Bra, Brassiere, Brief, Fibre fur shirt, Fibre fur trousers, Functional garment, Functional underwear, Functional wear, Hipster, Knickers, Long arm shirt, Long johns, Long underpants, Onesies, Panties, Panty, Short underpants, Singlet, Sleeve shirt, Slip, String, Underpant, Underpants, Undershirt, Underwear
EC003581 | EG000046 | Self Contained Breathing Apparatus (SCBA) | 2 |  | Breathing protection, Compressed air breathing protection, Compressed air device, Compressed air filter device, Compressed air filter system, Compressed air hood, Compressed air mask, Compressed air respirator, Compressed air system, Compressed air tube device, Container unit, Fresh air device, Fresh air tube device, Self Contained Breathing Apparatus (SCBA)
EC003582 | EG000046 | Garment set | 2 |  | Combi, Food clothing, Food combination, Garment set, Occupation clothing, Pant suit, Service clothing suit, Set of winter clothing, Suit, Trouser suit, Work combination
EC003583 | EG020087 | Accessories/spare parts for electric motor | 3 |  | Accessories for electric motor, Accessories/spare parts for electric motor, Brake pad, Brush (for commutator), Carbon brush, End shield, Fan cover, Mounting flange, Seal, Sealing, Shaft key, Spare part for electric motor, Spare parts for electric motor, Terminal block, Terminal board, Terminalblock
EC003584 | EG000046 | Personal care products | 4 |  | Barrier cream, Body cleanser, Body moisturizer, Contact lens cleaner, Deodorant, Face cleanser, Foot odour, Hand cleaner, Hand cleaning cloth, Hand cleanser, Hand detergent, Hand washing paste, Handcleaner, Handsoap, Lens cleaner, Lip balm, Liquid cleaning cloth, Liquid glove, Liquid soap, Moisture work, Perfume, Personal care products, Sanitary napkin, Shampoo, Skin care, Skin cleaner, Skin contamination, Skin cream, Skin ointment, Skin protection, Skin protection preparation, Skin protection product, Skin softering, Skin-Sanitizer, Sunscreen, Tampon
EC003585 | EG020030 | Beverage | 3 |  | Beverage, Coffee, Hot chocolate, Instant soup, Milk, Recreational drink, Soft drink, Tea
EC003586 | EG000046 | Powered Air Purifying Respirator (PAPR) | 2 |  | Air respiratory protection, Blower cover, Blower filtering device, Blower filtering system, Blower mask, Blower system, Booster filter device, Breathing apparatus, Breathing protection, Fan guard, Fresh air device, Full face mask, Half face mask, Half mask, Helmet, Hood, PAPR, Powered Air Purifying Respirator (PAPR), Respirator
EC003587 | EG000046 | Paper towel | 3 |  | Bathroom tissue, Cleaning paper, Cleaning paper on roll, Cleaning paper roll, Cleaning tissue, Facial tissue, Hand towel, Janitorial paper, Janitorial paper product, Napkin, Napkins, Paper, Paper roll, Paper sheets, Paper tissue, Paper towel, Roll, Tissue paper, Toilet paper, Toilet seat cover, Towel, Towel roll, Wipers
EC003588 | EG000046 | Traffic management/road signage | 4 |  | Accessories for barriers, Baking foot, Baking sheet, Barrier, Barrier bar, Barrier board, Barrier chain, Barrier cone, Barrier fencing, Barrier sleeve, Barrier tape pin, Barrier/wall, Concrete mushroom, Construction site table, Covering cap, Cross for traffic signs, Crossing device, Expandable barrier, Fall protection device, Flag, Flagged cord, Foldable barrier, Ground sleeve, Guide barrier/separation wall, Guide cylinder, Hand-held traffic signal, Locking clamp, Marker plate, Marker plate foot, Marking nail, Parking hoop, Retractable bollard, Rewindable barrier, Road signage, Safety barrier, Safety marker, Sign clamp, Sign post, Sign stand, Speed hump, String post, Traffic beacon, Traffic cone, Traffic cone top, Traffic management, Traffic management/road signage, Vane, Wall, Warning flag, Warning triangle
EC003589 | EG021009 | Cable protection mat | 2 |  | Cable mat, Cable protection mat, Protection mat
EC003590 | EG010110 | Micrometer | 3 |  | Assembly measuring screw, Assembly micrometer, Bench micrometer, Depth gauge, Inside micrometer, Internal micrometer, Measuring gauge, Measuring screw, Micrometer, Micrometer gauge, Micrometer screw, Outside micrometer, Precision measuring micrometer, Precision measuring outside micrometer, Thread outside micrometer
EC003591 | EG010110 | Dial gauge | 3 |  | 3D-sensor, Dial gauge, Dial indicator, Dial test indicator, Fast-acting thickness gauge, Gauge measuring instrument, Lever gauge, Precision gauge, Thickness gauge
EC003592 | EG021001 | Temperature marker | 3 |  | Temperature indicating label, Temperature label, Temperature marker
EC003593 | EG020010 | Pitchfork | 3 |  | Dung fork, Fork, Manure fork, Muckrake, Pitch fork, Pitchfork, Spade fork, Stone fork
EC003594 | EG021003 | Roll groover | 3 |  | Roll groover, Tube groove-cutting machine
EC003595 | EG021000 | Material testing device | 2 |  | Hardness tester, Hardness testing device, Material tester, Material testing device, Roughness tester
EC003596 | EG021000 | Industry-related tester/meter | 3 |  | Belt tension meter, Coating thickness gauge, DC-Load meter, DC-Load tester, IC tester, Industry meter, Industry related meter, Industry related tester, Industry tester, Industry-related meter, Industry-related tester, Industry-related tester/meter, Surface measuring device
EC003597 | EG000041 | Digital photo frame | 1 |  | Digital media frame, Digital photo frame
EC003598 | EG000041 | Accessories/spare parts for consumer electronics | 4 |  | 3D glasses, Accessories for consumer electronics, Accessories/spare parts for consumer electronics, Case, Cover, Sleeve, Spare part for consumer electronics, Spare parts for consumer electronics
EC003599 | EG000054 | Accessories/spare parts for camera (surveillance system) | 3 |  | Accessories for camera (monitoring system), Accessories for camera (surveillance system), Accessories/spare parts for camera (monitoring system), Accessories/spare parts for camera (surveillance system), Cable, Cover, Cover for camera, Diagnostic/installation tool, Heating, I/O or audio device, Mounting material, Mounting material for camera, Mounting tool, Protocol converter, Sealing set, Spare part for camera (surveillance system), Spare parts for camera (monitoring system), Spare parts for camera (surveillance system)
EC003600 | EG000036 | Application software for conference system | 2 |  | Application software for conference system
EC003601 | EG000036 | Interpreter desk | 1 |  | Interpreter desk
EC003602 | EG000036 | Controller for conference system | 1 |  | Controller for conference system
EC003603 | EG000036 | Intercom | 3 |  | Alternating intercom, Amplifier, Base station, Complete set, Concierge system, Extension module, Intercom, Intercom system duplex, Intercom system full-duplex, Main station, Multi-system, Power supply unit, Substation
EC003604 | EG000036 | Accessories/spare parts for conference system | 2 |  | Accessories for conference system, Accessories/spare parts for conference system, Anti reflection foil, Button, Cable clamp, Cable fixing clamp, Cable splitter, Card encoder, De-mounting tool, Fibre optic interface, Glass fibre interface, Induction loop neckband, Name card holder, PC interface, Pocket receiver, Spare part for conference system, Spare parts for conference system, Termination plug, Transliteration foot pedal
EC003605 | EG021007 | Wall duct system, wall integrated | 4 |  | Accessories for wall duct system, wall integrated, Coupler, Coupling, Cover for outer corner, End piece, Flat bend, Inner corner, Middle profile, Mounting holder, Outer corner, Plasterboard wall installation trunking system, Side profile, T-piece, Wall duct system, wall integrated, Wall flush duct system, Wall-mounted device installation trunking system
EC003607 | EG015410 | Group distributor housing watertight | 3 |  | Group distributor housing watertight
EC003608 | EG000010 | Cable gland shroud | 2 |  | Cable gland shroud
EC003609 | EG020016 | Non-slip mat | 2 |  | Anti-slide mat, Anti-slip mat, Lashing and load securing, Lashing securing, Load securing, Non-slip mat
EC003611 | EG000020 | Expulsion fuse-link, medium voltage | 2 |  | Dropout fuse, Expulsion fuse-link, medium voltage, Medium voltage expulsion fuse-link, Medium voltage expulsion link
EC003612 | EG000020 | Automatic sectionalising link (ASL) | 1 |  | ASL, Automatic sectionalising link, Automatic sectionalising link (ASL), Drop-off fuse
EC003613 | EG021001 | Nail gun (powder actuated) | 4 |  | Bolt drive marking device, Insulation fastener, Nail gun (powder actuated)
EC003614 | EG000036 | Audio interface for conference/public address system | 1 |  | Audio interface for conference/public address system
EC003615 | EG020045 | Threaded nail | 3 |  | Threaded nail
EC003616 | EG010340 | Assortment box empty | 3 |  | Assortment box empty
EC003617 | EG000036 | Router for public address system | 1 |  | Central controller, Remote control panel, Router for public address system
EC003618 | EG000002 | Form part for installation tubes | 2 |  | Bend type L (Canada), Bend type L (North America), Bend type LB (Canada), Bend type LB (North America), Bend type LL (Canada), Bend type LL (North America), Bend type LR (Canada), Bend type LR (North America), Double elbow 45° with enclosure, Form part for installation tubes
EC003619 | EG020050 | Sensor for liquid analysis | 3 |  | Combination electrode, Glass electrode, Liquid analysis sensor, Reference electrode, Sensor for liquid analysis
EC003620 | EG021001 | Busbar tool | 4 |  | Busbar bender, Busbar cutter, Busbar cutting knife, Busbar tool
EC003621 | EG000021 | Voltage controlled short-circuiting device | 1 |  | Voltage controlled short-circuiting device
EC003623 | EG020099 | Valve connector (field assembly) | 2 |  | Valve connector (field assembly)
EC003624 | EG020070 | Towel drying radiator (electric) | 4 |  | Bath towel radiator, Electric towel radiator, Towel drying radiator, Towel drying radiator (electric), Towel radiator, Towel rail radiator, Towelwarmer
EC003625 | EG000037 | Firewall appliance | 2 |  | Firewall appliance
EC003626 | EG000037 | Accessories/spare parts for firewall appliances | 2 |  | Accessories for firewall appliances, Accessories/spare parts for firewall appliances, Firewall accessories, Interface module, Memory medium, Power adaptor, Power adaptor/Power over LAN, Power over LAN, Rack mounting kit, Spare part for firewall appliances, Spare parts for firewall appliances
EC003627 | EG000037 | License for data and telecommunication | 1 |  | License for data and telecommunication
EC003628 | EG000037 | Transceiver (fibre optic/copper) | 1 |  | Transceiver (fiber optic/copper), Transceiver (fibre optic/copper), Transceiver, fiber optic and copper
EC003629 | EG000037 | WLAN controller | 3 |  | WLAN controller
EC003631 | EG000036 | Video conference system | 2 |  | Video conference system
EC003635 | EG021000 | Machine vibration meter | 2 |  | Machine vibration meter
EC003636 | EG020061 | Accessories/spare parts for floor drain | 3 |  | Accessories for floor drain, Accessories/spare parts for floor drain, Alarm system, Assembly feet, sound-insulated, Assembly support, Clamping ring, Compression ring set, Cutting template for waterproof layer, Double nozzle, Drain cleaning plug, Extension element, Filter bag for sludge bucket, Fire protection set, Fire protection sleeve, Flange mounting set, Hair trap, Inlet fitting, Locking clip, Membrane odor trap, Mounting foot, Odour trap, Odour trap/stench trap, Polyester adhesive, Rehabilitation adapter, Renovation adapter, Renovation adaptor, Resin floor adapter ring, Resin floor adaptor ring, Sand trap, Sand trap / Sediment trap, Sand trap/sediment trap, Screwing set, Sealing gaiter, Sealing plug, Sealing ring, Sediment trap, Sickle knife, Sift basket, Sound insulation mat, Spare part for floor drain, Spare parts for floor drain, Stench trap, Water trap, Water trap with back flow protection
EC003637 | EG019730 | Steel rod (rectangular/flat) | 3 |  | Steel rod, Steel rod (rectangular / flat), Steel rod (rectangular/flat)
EC003638 | EG021005 | Horizontal support cable system | 3 |  | Horizontal cable support system, Horizontal support cable system
EC003640 | EG000030 | Lamp shade | 2 |  | Accessories for lighting, Lamp hood, Lamp shade
EC003641 | EG020070 | Radiant panel (electric) | 3 |  | Electric radiator, Extensive heat panel, Heat panel, Radiant panel (electric)
EC003642 | EG000046 | T-Shirt | 1 |  | Antistatic T-shirt, Casual T-shirt, Casual clothes, Casual shirt, Casual working clothes, Doctor's T-shirt, Medical shirt, Occupation clothing, Promotional t-shirt, T-Shirt, Warning protection T-shirt, Work T-shirt
EC003643 | EG000046 | Polo shirt | 2 |  | Casual polo shirt, Casual polo-shirt, Polo shirt, Work polo shirt
EC003644 | EG020070 | Front cover radiator | 2 |  | Front cover panel heating radiator, Front cover panel radiator, Front cover radiator, Front covering panel radiator, Front panel heating radiator
EC003645 | EG020086 | Counterbore set | 2 |  | Counterbore, Counterbore set
EC003647 | EG000061 | Welding curtain | 1 |  | Cushion, Welding curtain, Welding protecting curtain, Welding protection curtain
EC003648 | EG019730 | Steel rod (round) | 3 |  | Steel rod (round)
EC003649 | EG020003 | Round profile pipe, steel | 2 |  | Profile pipe (round), steel, Round profile pipe, steel, Steel profiled pipe (round)
EC003650 | EG019730 | Steel strip | 3 |  | Steel strip
EC003652 | EG000055 | Fastener for photovoltaics inverter | 2 |  | Fastener for photovoltaics inverter, Photovoltaics fastener for inverter, Photovoltaics fastener for inverter / optimizer
EC003653 | EG000055 | Photovoltaics installation tool | 1 |  | Alignment key, Alignment set, Alignment spanner, Disassembly key, Photovoltaics installation tool
EC003655 | EG000055 | Accessories/spare parts for photovoltaics ballast | 2 |  | Accessories for photovoltaics ballast, Accessories photovoltaics ballast, Accessories/spare parts for photovoltaics ballast, Accessories/spare parts photovoltaics ballast, Ballast carrier, Photovoltaics accessories for ballast, Rubber base, Spare part for photovoltaics ballast, Spare parts for photovoltaics ballast, Spare parts photovoltaics ballast, Tile clamp
EC003656 | EG020063 | Folding seat | 2 |  | Folding seat, Wall seat
EC003657 | EG000053 | Battery isolator | 1 |  | Battery isolator, Battery separator
EC003658 | EG020051 | Accessories/spare parts for toilet seat | 2 |  | Accessories and spare parts for toilet seat, Accessories for toilet seat, Accessories/spare parts for toilet seat, Axle bush, Axle bushing, Clamp bush, Clamp bush / end bush / axle bush, Clamp bush/end bush/axle bush, Console tube, End bush, Hydraulic damper, Replacement console tube, Soft-close damper, Softclose damper, Spare part for toilet seat, Spare parts for toilet seat
EC003660 | EG000060 | Expansion joint profile | 2 |  | Dilatation profile, Expansion joint profile, Expansion joint profile for screed
EC003661 | EG020004 | Decorative sleeve for drill-in hinges | 2 |  | Decorative sleeve for drill-in hinges
EC003662 | EG020004 | Release button for doors | 2 |  | Release button, Release button for doors
EC003663 | EG020250 | Paint | 3 |  | Exterior paint, Impregnation, Indoor paint, Inner paint, Interior paint, Outdoor paint, Outer paint, Paint, Primer, Varnish, Wood oil
EC003664 | EG020004 | Automatic drop down seal for doors | 3 |  | Automatic drop down seal for doors, Door sealing rail, Drop down seal for doors
EC003666 | EG020096 | Floor spring | 3 |  | Door closer, Floor spring
EC003668 | EG020096 | Closing unit for overhead door closer | 3 |  | Closing unit for overhead door closer
EC003669 | EG020004 | Smoke switch control unit | 3 |  | Smoke switch control unit
EC003670 | EG020004 | Door coordinator | 2 |  | Door coordinator
EC003671 | EG020096 | Housing/cover cap for door closer | 3 |  | Cover cap for door closer, Housing for overhead door closer, Housing/cover cap for door closer
EC003672 | EG020096 | Cover plate for floor spring | 3 |  | Cover plate for floor spring
EC003674 | EG020096 | Pivot bearing for door closer | 3 |  | Pivot bearing, Pivot bearing for door closer
EC003675 | EG020004 | Anchor plate for holding magnet | 3 |  | Anchor for electro magnet, Anchor plate for holding magnet, Bottom plate, Counter-plate for holding magnet, Counter-plate for magnetic clamp
EC003676 | EG020096 | Integrated door closer guide rail | 3 |  | Integrated door closer guide rail
EC003677 | EG020004 | Carry bar | 2 |  | Carry bar
EC003679 | EG020096 | Guide rail for floor spring | 3 |  | Floor spring guide rail, Guide rail for floor spring
EC003680 | EG020096 | Mounting rail for floor spring | 3 |  | Floor spring mounting rail, Mounting rail for floor spring
EC003681 | EG020096 | Pivot hinge for floor spring | 3 |  | Pivot hinge for floor spring, Stud hinge for floor springs
EC003682 | EG020096 | Cement box for floor spring | 3 |  | Cement box for floor spring
EC003683 | EG020096 | Sliding piece for overhead door closer | 3 |  | Sliding piece for overhead door closer
EC003684 | EG020096 | Door lever/swing arm for floor spring | 3 |  | Door lever for floor spring, Door lever/ swing arm for floor spring, Door lever/swing arm for floor spring
EC003685 | EG020096 | Cover panel for floor spring | 3 |  | Cover panel for floor spring, Cover plate for floor spring
EC003687 | EG020004 | Sill seal for doors | 3 |  | Bottom seal, Sill seal, Sill seal for doors
EC003689 | EG015540 | Tap and pipe connection element for surface mounting | 3 |  | Tap and pipe connection element for surface mounting
EC003691 | EG000003 | Protection profile for tubes | 3 |  | Construction tube, Hose bridge, Protection profile for tubes, Protection profile tubes
EC003692 | EG020004 | Door handle set | 3 |  | Bath / WC set, Door handle half set, Door handle half-set, Door handle set, Door handle two-sided, Fireresistance fitting, Fitting, Half-set, Profile door handle set, Rosette set
EC003694 | EG020004 | Cover cap for door hinge | 2 |  | Cover cap for door hinge
EC003696 | EG020004 | Multi point lock | 2 |  | Fitting, Multi point lock, Multi-point-lock, Multiple interlock, Panic multi point lock
EC003697 | EG020052 | Case lock with handle set | 2 |  | Box lock handle set, Case lock handle set, Case lock with handle set
EC003701 | EG020052 | Lock case | 2 |  | Box additional lock, Box lock, Lock case, Panic lock case
EC003703 | EG020052 | Shoot bolt lock | 2 |  | Fold drive bar lock, Keep switching lock, Keep switching lock with top and low lock, Keep switching lock with top lock, Panic shoot bolt lock, Retracting bolt, Shoot bolt lock
EC003705 | EG020004 | Receiving element for door hinge | 3 |  | Cover angle, Receiver for door hinge, Receiving element, Receiving element for door hinge, Shank element
EC003706 | EG020004 | Mounting aid for door hinge | 2 |  | Mounting aid for door hinge
EC003707 | EG020004 | Mounting plate for door hinge | 2 |  | Fixing plate for object hinge, Mounting plate for door hinge
EC003708 | EG020095 | Sliding door operator | 3 |  | Door automation, Fitting, Sliding door operator
EC003709 | EG020004 | End cover for running rail | 2 |  | Cover cap for running track, Cover for running track, End cover for running rail
EC003710 | EG020095 | Cover profile for sliding door | 3 |  | Cover profile for sliding door
EC003711 | EG020095 | Mounting profile for sliding door | 3 |  | Mounting profile for sliding door, Mounting rail
EC003712 | EG020095 | Buffer/stop for sliding door/sliding gate | 3 |  | Buffer for sliding door, Buffer/ stop for sliding gate, Buffer/stop for sliding door, Buffer/stop for sliding door/sliding gate, Railstop, Stop for sliding door
EC003714 | EG020095 | Floor guide for sliding door | 3 |  | Floor guide for sliding door
EC003716 | EG020095 | Soft closing system for sliding door | 3 |  | Retraction damping feature for sliding door, Soft closing system for sliding door
EC003718 | EG020004 | Cover angle/cover plate for door hinge | 2 |  | Cover angle for door hinge, Cover angle/cover plate for door hinge, Cover bend, Cover plate for door hinge
EC003719 | EG020004 | Screw-on pocket for door hinge | 2 |  | Screw on bag, Screw-on pocket for door hinge
EC003720 | EG020004 | Clamping block for door hinge | 2 |  | Clamping block for door hinge
EC003721 | EG020004 | Clamping nut for door hinge | 2 |  | Clamp for door hinge, Clamping nut for door hinge
EC003722 | EG020004 | Double action spring hinge | 3 |  | Double action spring hinge, Swing door hinge
EC003724 | EG020004 | Frame part/wing part for door hinge | 3 |  | Frame part, Frame part for door hinge, Frame part/wing part for door hinge, Wing part, Wing part for door hinge
EC003725 | EG020096 | Casting compound for door closer | 3 |  | Casting compound for door closer, Casting compound for floor spring
EC003726 | EG020096 | Integrated door closer complete-set | 3 |  | Integrated door closer complete-set
EC003727 | EG020096 | Temperature detector for door closer | 2 |  | Temperature detector for door closer
EC003728 | EG000015 | Distributor for electrical distribution column (multi-storey building) | 3 |  | Distributor for building column, Distributor for electrical distribution column (multi-storey building), Fuse holder connector, Individual main circuit breaker with whip
EC003729 | EG000015 | Accessories/spare parts for protection board for electrical distribution column | 2 |  | Accessories for protection board for electrical distribution column, Accessories/spare parts for protection board for electrical distribution column, Earthing strip, Floor blanking plate, Fuse holder connector, Individual main circuit breaker with whip, Joint cone, Spare part for protection board for electrical distribution column, Spare parts for protection board for electrical distribution column
EC003730 | EG020004 | Spindle converter for door handle | 2 |  | Compensator sleeve for square pin, Spindle converter for door handle
EC003731 | EG020004 | Square spindle for doors/windows | 3 |  | Alternate square spindle, Alternate square spindle with tumbler, Anti-panic spindle, Panic spindle, Profile pin, Solid spindle, Solid square spindle, Split pin, Split square spindle, Square pin, Square solid spindle, Square spindle for doors/windows, Startec square spindle, Switch pin, Switch spindle
EC003734 | EG000015 | Protection board for electrical distribution column (multi-storey building) | 3 |  | Protection board for electrical distribution column (multi-storey building), Switch board/external protection 2 directions, Switch board/external protection 3 directions, Switch board/internal protection, Switch disconnector box
EC003735 | EG020004 | Glass door seal | 3 |  | Glass door seal
EC003736 | EG020004 | Main entrance door threshold | 2 |  | Door threshold, House door threshold, Main door threshold, Main entrance door threshold
EC003737 | EG020004 | Main entrance door threshold cover | 2 |  | Main door threshold cover, Main entrance door threshold cover
EC003738 | EG020004 | Main entrance door threshold filling piece | 2 |  | Main door threshold filling piece, Main entrance door threshold filling piece
EC003739 | EG020004 | Threshold bracket | 2 |  | Main entrance door threshold bracket, Threshold bracket
EC003740 | EG020004 | Main entrance door threshold additional profile | 2 |  | Main door threshold additional profile, Main entrance door threshold additional profile
EC003741 | EG020017 | Angle damping rod | 3 |  | Angle damping rod, Rubber-metal slanting rail
EC003742 | EG020052 | Electronic door cylinder | 3 |  | Cam lock cylinder, Cylinder, Cylinder insert, Double knob cylinder, Electric lock, Electronic door cylinder, Electronic motor cylinder, Electronic profile cylinder, Half-cylinder, Knob cylinder, Knob cylinder with WC load cylinder, Knob half cylinder, Switch cylinder
EC003743 | EG020012 | Slider for furniture sliding door | 3 |  | Slider for furniture sliding door
EC003744 | EG020012 | Runner for furniture sliding door | 3 |  | Runner for furniture sliding door, Running component for furniture sliding door
EC003745 | EG020012 | Sliding and folding door fitting for furniture | 3 |  | Sliding and folding door fitting for furniture, Sliding door fitting for furniture
EC003746 | EG020012 | Ventilation grill for furniture/doors | 3 |  | Ventilation grill for doors, Ventilation grill for furniture, Ventilation grill for furniture/doors, Ventilation rosette
EC003748 | EG020004 | Door guard for emergency exit technology | 2 |  | Day alarm, Door guard for emergency exit technology, Door guard for rescue route technology, Escape guard
EC003749 | EG020017 | Damping rod | 3 |  | Damping rod
EC003750 | EG020095 | Fastening socket for sliding gate | 3 |  | Ceiling mounting sleeve for sliding gate, Fastening socket for sliding gate, Fasting socket for sliding gate, Welding sleeve for sliding gate
EC003751 | EG020095 | Fastening angle for sliding gate | 3 |  | Angle fixing, Fastening angle for sliding gate, Fasting angle for sliding gate
EC003752 | EG020095 | Floor bolt for sliding gate | 3 |  | Floor bolt for sliding gate, Ground bar, Groundbolt for sliding gate
EC003753 | EG020095 | Guide slider for sliding gate | 3 |  | Guide slider for sliding gate
EC003754 | EG020095 | Guide roller for sliding gate | 3 |  | Guide roller for sliding gate, Sliding roller
EC003755 | EG020095 | Guide rail for sliding gate | 3 |  | Guide rail for sliding gate
EC003756 | EG020095 | Guide rail bend for sliding gate | 3 |  | Guide rail bend for sliding gate
EC003757 | EG020095 | Running tube for sliding gate | 3 |  | Running tube for sliding gate
EC003758 | EG020095 | Running rail for sliding gate | 2 |  | Running rail for sliding gate
EC003759 | EG020095 | Running rail bend for sliding gate | 3 |  | Running rail bend for sliding gate
EC003761 | EG020095 | Rolling apparatus for sliding gate | 3 |  | Roller device for sliding gate, Rolling apparatus for sliding gate, Runner for sliding door
EC003762 | EG020095 | Handle for sliding gate | 3 |  | Handle for sliding gate
EC003763 | EG020095 | Roller for sliding gate | 3 |  | Gate roller, Roller for sliding gate
EC003764 | EG020095 | Support angle and plate for sliding gate | 3 |  | Angled support plate, Edge-fixing hanger, Flange, Support angle and plate for sliding gate, Support bracket, Support plate
EC003765 | EG020095 | Connecting sleeve for sliding gate | 3 |  | Connecting sleeve for sliding gate
EC003766 | EG020095 | Reinforcing soffit bracket for sliding gate | 3 |  | Reinforcing soffit bracket for sliding gate
EC003767 | EG020004 | Flush pull handle | 2 |  | Flush door handle, Flush pull handle
EC003768 | EG020095 | Sliding door system (indoor) | 3 |  | Sliding door fitting, Sliding door system, Sliding door system (indoor)
EC003769 | EG020095 | Rail for sliding door | 3 |  | Guide rail, Guiding profile rail, Rail for sliding door, Running profile rail, Running/guiding profile rail
EC003770 | EG020004 | Centre strike patch | 3 |  | Centre strike patch, Lock case fence, Locking case, Strike box
EC003774 | EG020052 | Round bar/square bar for lock | 3 |  | Round bar/ Square bar for lock, Round bar/square bar for lock
EC003776 | EG020004 | Safety door fitting mounting set | 2 |  | Safety door fitting mounting set, Safety fitting mounting set, Security fitting mounting set
EC003777 | EG020004 | Safety fitting escutcheon with backplate | 2 |  | Cylinder escutcheon, Door handle escutcheon, Opposite escutcheon, Rectangular backplate, Safety fitting escutcheon and backplate, Safety fitting escutcheon with backplate, Security fitting escutcheon and backplate, Square backplate
EC003778 | EG015230 | Air cooler (refrigeration technology) | 1 |  | Air Cooler, Air cooler (Refrigeration technique), Air cooler (refrigeration technology), Dual discharge blow through device, Evaporator, Industrial air cooled evaporator, Single discharge blow through device, Single discharge draw through
EC003780 | EG020004 | Additional window locking device | 2 |  | Additional interlock, Additional window locking device, Door/window protection
EC003781 | EG020004 | Hinge-side lock | 3 |  | Hinge side protection, Hinge-side lock
EC003783 | EG020052 | Accessories/spare parts for door bar lock | 3 |  | Accessories for door bar lock, Accessories/spare parts for door bar lock, Armor plate, Blocking bracket module, Extension pipe, Lock body support, Lock case connection plate, Mounting set, Outside escutcheon, Spare part for door bar lock, Spare parts for door bar lock, Wall strike plate
EC003784 | EG020052 | Bolt lock | 3 |  | Bolt lock, Safety deadbolt lock
EC003785 | EG020052 | Lockblocking key | 3 |  | Lockblocking key
EC003786 | EG020004 | Door chain | 2 |  | Door chain
EC003787 | EG020004 | Door viewer | 2 |  | Door viewer, Doorhole, Peephole, Spyhole
EC003788 | EG020004 | Cover cap for door viewer | 2 |  | Cover cap for door viewer, Doorhole cover, Peephole cover, Protective cap for door viewer, Protective cap for spyhole
EC003789 | EG020004 | Escutcheon cover for door viewer | 2 |  | Cover rosette for spyhole, Escutcheon cover for door viewer
EC003790 | EG020004 | Extension for door viewer | 2 |  | Extension door viewer, Extension for door viewer, Extension for doorhole, Extension for peephole, Extension for spyhole
EC003791 | EG020004 | Hasp | 3 |  | Hasp, Wire hasp
EC003792 | EG020004 | Spacer sleeve for push handle | 2 |  | Spacer sleeve for push handle
EC003793 | EG020004 | Handle tube for push handle | 2 |  | Handle tube for push handle
EC003794 | EG020004 | Support for push handle | 2 |  | Support for push handle
EC003795 | EG020004 | Decorative end for push handle | 2 |  | Decorative end for push handle, Decorative end of push handle
EC003796 | EG020004 | Fixing set for push handle | 2 |  | Fitting, Fixing set for push handle
EC003797 | EG020004 | Push handle (single) | 2 |  | Bump handle (bump handle, components), Fitting, Push handle (constituent), Push handle (single)
EC003798 | EG015910 | Gasket plate (prefabricated) | 1 |  | Gasket plate, Gasket plate (prefabricated)
EC003801 | EG020004 | Door/gate operating locking bolt | 2 |  | Door drive bar, Door operating locking bolt, Door/gate operating locking bolt, Gate drive bar, Gate operating locking bolt
EC003802 | EG020004 | Partition wall bracket | 3 |  | Partition support, Partition wall bracket, Room divider bracket, Seperation wall bracket
EC003803 | EG020004 | Door buffer support | 2 |  | Door buffer support
EC003804 | EG020096 | Axis extension for door closer | 3 |  | Axis extension for door closer, Axle, Pivot extension for door closer
EC003806 | EG020096 | Closing unit for integrated door closer | 3 |  | Closing unit for integrated door closer
EC003807 | EG020096 | Mounting plate for overhead door closer | 3 |  | Mounting angle for door closer, Mounting plate for overhead door closer
EC003808 | EG020096 | Link arm/guide rail for overhead door closer | 3 |  | Arm for door closer, Guide rail for overhead door closer, Link arm for overhead door closer, Link arm/ Guide rail for overhead door closer, Link arm/guide rail for overhead door closer
EC003809 | EG020004 | Glass saddle plate | 2 |  | Glass door base, Glass saddle plate
EC003810 | EG020096 | Overhead door closer complete-set | 3 |  | Overhead door closer complete-set
EC003811 | EG020004 | Interlocking hold-open unit | 2 |  | Interlocking hold-open device, Interlocking hold-open unit, Snapping hold-open unit
EC003812 | EG020096 | Opening restrictor for door closer | 3 |  | Opening limiter for sliding rail to TS, Opening restrictor for door closer
EC003815 | EG020004 | Adjustment fitting for doors | 2 |  | Adjustment fitting, Adjustment fitting for doors
EC003816 | EG020004 | Floor socket | 2 |  | Floor recess for interlocking at stand wing, Floor socket
EC003818 | EG019710 | Finger protection for doors | 3 |  | Door stop, Finger protection blind system, Finger protection for doors, Finger protection profile, Finger protection roller blind, Finger protection roller blind for doors, Finger protection sealing profile, Protection profile, Protection roller blind, Protective system, Rubber profile
EC003820 | EG020004 | House number/letter | 2 |  | House letter, House number, House number and letter, House number/-letter, House number/letter
EC003821 | EG020058 | Domestic animal flap | 3 |  | Domestic animal flap
EC003824 | EG020004 | Door kick plate | 3 |  | Door kick plate, Door kick protection plate, Door push plate, Kicking plate for doors, Kickplate
EC003825 | EG020004 | Door holder | 2 |  | Door holder
EC003826 | EG020004 | Door knocker | 2 |  | Door knocker
EC003827 | EG020004 | Emergency exit door cover | 2 |  | Emergency exit door cover, Escape door cover, Exit handle shield, Plastic cover
EC003828 | EG020004 | Control terminal for emergency exit doors | 2 |  | Control terminal for emergency exit doors, Control terminal for escape doors, Door control unit
EC003829 | EG020004 | Mounting plate for door guard | 2 |  | Mounting plate for door guard, Mounting plate for fire protection doors
EC003830 | EG000046 | Underwear set | 1 |  | Body, Body-suit, Bodysuit, Boxershort, Bra, Brassiere, Brief, Functional garment, Functional wear, Hipster, Knickers, Long johns, Onesies, Panties, Panty, Singlet, Slip, String, Underpant, Underwear, Underwear set
EC003832 | EG020096 | Door opening restrictor | 3 |  | Door opening restrictor
EC003833 | EG020096 | Screw-on attachment for electric strikes for doors | 3 |  | Screw-on attachment for door opener, Screw-on attachment for electric door strikes, Screw-on attachment for electric strikes for doors
EC003834 | EG020096 | Dummy component for electric strike without strike plate | 3 |  | Dummy component for electric strike without strike plate, Dummy component without strike plate for door opener
EC003835 | EG020096 | Strike plate for electric strike for doors | 3 |  | Strike plate for door opener, Strike plate for electric door strikes, Strike plate for electric strike for doors
EC003836 | EG020096 | Power supply for electric strikes for doors | 2 |  | Power supply for door opener, Power supply for electric strikes for doors
EC003839 | EG020004 | Gate fitting | 2 |  | Cross suspension, Fence adjustable for locker, Garden gate hasp, Garden gate latch, Gate fitting, Gate hanger, Gate hinge, Gate support, Hand-held hand vise, Heavy-door hinge, Log, Outlet support, Shutter band, Snap fastener, Stop for shutter, Welding band
EC003841 | EG020095 | Supporting element for sliding doors/sliding gates | 3 |  | Clamping device, Lug to reel module, Plate, Point holder, Rail, Strap for roller device, Supporting element for sliding doors, Supporting element for sliding doors/sliding gates, Supporting element for sliding gates
EC003842 | EG015230 | Condenser (refrigeration technology) | 2 |  | Air cooled condenser, Condenser (Refrigeration technique), Condenser (refrigeration technology), Dry cooler
EC003843 | EG015230 | Compressor (refrigeration technology) | 2 |  | Compressor (Refrigeration technique), Compressor (refrigeration technology), Hermetic compressor, Open compressor, Piston compressor, Refrigeration compressor, Rotary compressor, Screw compressor, Scroll compressor, Semi hermetic compressor
EC003844 | EG000015 | Residential technical trunking pole unit (multi-storey building) | 2 |  | Domestic power and communications distribution unit, Residential technical trunking pole unit (multi-storey building), Residential technical trunking unit (multi-storey building)
EC003845 | EG000037 | Communication board (multi-storey building) | 1 |  | Communication board, Communication board (multi-storey building)
EC003846 | EG000037 | Housing for communication board (multi-storey building) | 1 |  | Housing for communication board, Housing for communication board (multi-storey building)
EC003847 | EG000023 | Domestic connection cabinet (multi-storey building) | 1 |  | Domestic connection cabinet, Domestic connection cabinet (multi-storey building), Individual electrical connection cabinet, Low voltage emerging connection cabinet
EC003848 | EG020078 | Open expansion vessel | 3 |  | Open expansion vessel
EC003850 | EG000037 | Accessories/spare parts for WLAN controller | 2 |  | Accessories for WLAN controller, Accessories/spare parts for WLAN controller, Power adaptor, Rack mounting kit, Spare part for WLAN controller, Spare parts for WLAN controller
EC003851 | EG000054 | Video management software | 1 |  | Video management software
EC003853 | EG020062 | Concentric communal flue system | 2 |  | CFS Flue gas pipe system, Combined concentric air supply and flue gas system, Communal flue system, Concentric communal flue system, Flue gas basic set, Flue gas pipe set, Flue gas roof set, Flue gas storey set, Flue pipe set
EC003854 | EG020004 | Interlock controller | 2 |  | Interlock controller
EC003855 | EG020045 | Dowel fastening nail | 3 |  | Dowel fastening nail, Dowelnail, Naildowel, Nailplug, Plug fastening nail, Plug-nail, Plugnail, Push-fit plug, Quickplug
EC003856 | EG015230 | Refrigeration unit air cooled (refrigeration technology) | 1 |  | Refrigeration condensing unit, Refrigeration condensing unit air cooled, Refrigeration unit air cooled (Refrigeration technique), Refrigeration unit air cooled (refrigeration technology)
EC003857 | EG000055 | Photovoltaic DC Stringbox | 3 |  | DC Stringbox, DC combiner box, Photovoltaic DC Stringbox
EC003858 | EG017960 | Working stool | 2 |  | Laboratory stool, Office chair, Stand aid, Stool, Wood stool, Wooden chair, Work stool, Work swivel chair, Working stool
EC003860 | EG000041 | Teleconverter | 1 |  | Tele converter, Tele extender, Teleconverter
EC003861 | EG020045 | Bolt | 3 |  | Adjusting cheese head screw, Adjusting screw, Attachment hexagon screw, Black bolt, Bolt, Bolt set, Bolt with pressed ring, Bolts, Button head screw, Cable tray screw, Capstan screw, Carriage bolt, Cheese head screw, Collar bolt, Collar square screw, Countersunk bolt, Cylinder bolt, Disk head screw, Fitted bolt, Fitting bolt, Flange Bolt, Flange screw, Flat round screw, Flathead screw, Gib head countersunk bolt, Gutter screw, Heavy-duty square neck bolt, Hegagon screw, Hexagon bolt, Hexagon bolt with cones, Hexagon head bolt, Hexagon screw, Hexagon socket head cap bolt, Hexagon socket head cap screw, Hexagon socket head screw, Hexagon socket screw, Hexagonagon fit bolt, Hexagonal bolt, Hexagonal screw, Key screw, Locking bolt, Locking bolt with flanges, Locking screw, Machine bolt, Machine screw, Metal screw, Mushroom head bolt, Mushroom head lock bolt, Mushroom head square neck bolt, Nut bolt, Phillips screw, Roof screw, Round-head screw, Screw, Self locking bolt, Self locking screw, Self-locking bolt, Self-locking screw, Shaft hexagon screw, Shaft screw, Shoulder bolt, Shoulder screw, Square neck countersunk bolt, Square-head bolt, Steel bolt, Stove bolt, Tensilock bolt, Tensioning bolt, Thread head hexagon screw
EC003862 | EG020014 | Tacker (compressed air) | 3 |  | Compressed air cartridge nailer, Compressed air nailer, Compressed air pistol, Compressed air stapler, Compressed air tool, Mitten nailer, Pneumatic tacker, Tacker, Tacker (compressed air)
EC003863 | EG020045 | Nut | 3 |  | Adjusting nut, Cap nut, Castle nut, Cleveloc nut, Collar nut, Cone nut, Domed cap nut, Extension nut, Flange nut, For clamp nut, Half nut, Hex nut, Hexagon flange nut, Hexagon lock nut, Hexagon nut, Hexagonal nut, High cap nut, Knurled nut, Locking cap nut, Locknut, Low cap nut, Low hexagon nut, Nut, Nut with attached molded ring, Nyloc nut, Ornamental nut, PAL nut, Pipe nut, Plate nut, Round nut, Self locking flange nut, Self locking hexagon nut, Self locking nut, Self-locking hexagon nut, Self-locking nut, Self-locking nut with nylon ring, Self-locking ring nut, Sleeve nut, Slotted nut, Snep nut, Speed nut, Split nut, Square caged nut, Square nut, Square-head weld nut, Stover nut, Tensilock nut, Universal nut, Weld nut, Weldable flange nut, Welding end with nut, Welding nut, Wing nut
EC003864 | EG020043 | Bit | 2 |  | Bit, Bit for Torx screws, Bit for anti-theft screw, Bit for cross head, Bit for cross-head screwdriver, Bit for cross-head screws, Bit for crosshead, Bit for crosshead screws, Bit for hexagonal, Bit for hexagonal key, Bit for hexagonal screws, Bit for screwdriver, Bit for screws, Bit for security screw, Bit for slot head screws, Bit for slot screw, Bit for slot screws, Bit for slotted head, Bit for square drive screws, Bit for torx, Bit slotted, Bit voor crosshead, Cross bit, Cross head bit, Cross-head bit, Crosshead bit, Crosshead screwdriver bit, Double screwdriver bit, Hexagon socket screwdriver bit, Hexagonal bit, Hexagonal bit for screws, Hexagonal screwdriver bit, Inner square screwdriver bit, Screwdriver bit, Screwdriver bit socket, Security bit, TORQ set screwdriver insert, Tensioner-screwdriver insert, Three wing screwdriver bit, Torx bit, Torx bit for screws, Torx screwdriver bit
EC003865 | EG020061 | Agitator | 2 |  | Agitator, Agitator/flowmaker, Flow maker, Flowmaker, Mixer, Recirculation pump
EC003866 | EG020061 | Chemical dosing system | 3 |  | Chemical dosing system, Chlorine dioxide generation and dosing system, Chlorine gas dosing system, Dosing skid system, Dosing tank station, Gas dosing system, Polymer preparation system, Sodium hypochlorite generation system
EC003867 | EG017550 | Waste fitting | 3 |  | Drain plug for bath, Plug valve, Shaft valve, Sink plug, Washbasin plug, Washbasin waste unit, Washbasin-/sink plug, Waste fitting, Waste stopper for shower base, Waste stopper for shower pan, Waste stopper for shower tray
EC003868 | EG017550 | Shower waste cover | 2 |  | Shower waste cover
EC003869 | EG021009 | Accessories/spare parts for flexible cable guiding system | 2 |  | Accessories and spare parts for flexible cable guiding system, Accessories for flexible cable guiding system, Accessories/spare parts for flexible cable guiding system, Adhesive tape, Fastening bracket, Fastening clamp, Fixing clamp, Floor rail, Guide rail, Guide rail for flexible duct, Guiderail, Holder with strain relief, Mounting bracket, Spare part for flexible cable guiding system, Spare parts for flexible cable guiding system, Strain relief, T branch, T-branch for flexible duct, T-piece
EC003870 | EG000037 | Planar Lightwave Circuit (PLC) splitter | 2 |  | Beam splitter, Fiber optic splitter, PLC splitter, Planar Lightwave Circuit (PLC) splitter
EC003871 | EG000014 | Outlet box for car preheating | 3 |  | Car heating outlet box, Carheating outletbox, Electric parking heater, Engine preheater, Outlet box for car heating, Outlet box for car preheating
EC003872 | EG020049 | Boiler, solid fuel heated | 2 |  | Boiler, solid fuel heated, Wood chips boiler, Wood fueled boiler
EC003873 | EG015880 | Camera probe for inspection camera | 2 |  | Camera probe for inspection camera
EC003875 | EG020004 | Tube flush bolt (automatic) | 1 |  | Automatic tube flush bolt, Tube flush bolt (automatic), Tube flush bolt (automatisch)
EC003876 | EG020004 | Panic push bar | 1 |  | Emergency exit bar control, Emergency exit push bar, Panic push bar, Panic push rod, Push bar, Push rod
EC003877 | EG020070 | Radiator casing | 3 |  | Radiator casing
EC003878 | EG015540 | Sealing ring with anchoring | 1 |  | Lip ring, O-ring, Sealing ring with anchoring, Sealing securing, Traction securing
EC003879 | EG020043 | Tacker for pipe anchor clips | 2 |  | Tacker anchor clips, Tacker anchor clips for pipe, Tacker for floor heating, Tacker for pipe anchor clips, Tacker tool
EC003880 | EG020055 | Glulam | 3 |  | Glued laminated timber, Glulam, Laminated timber
EC003881 | EG020030 | Office stapler | 3 |  | Block stapler, Office stapler, Plier stapler, Stapler
EC003882 | EG020017 | V belt pulley | 2 |  | V belt pulley
EC003883 | EG020061 | Frame for shower drain grid | 2 |  | Frame for shower drain grid
EC003884 | EG021003 | Thread cutting set | 3 |  | Thread cutting set, Thread cutting set (hand)
EC003885 | EG015410 | Distributor (liquid/gas) | 3 |  | CH distributor/collector for radiators/convectors, Central heating distributor/collector for radiators/convectors, Cold/hot water distributor, DHW distributor, Distributor, Distributor (liquid/gas), Distributor/collector, Distributor/collector for floorheating, Flow distribution, Gas distributor, Gas manifold, Group distributor (sanitary), Manifold, Water distributor, Water manifold
EC003886 | EG015410 | Accessories/spare parts for group distributor housing watertight | 1 |  | Accessories for group distributor housing watertight, Accessories/spare parts for group distributor housing watertight, Accessories/spare parts for hot group distributor housing watertight, Console set, Distributor mounting bracket, Frame, Leakage indication, Pipe feed-through, Plinth plate, Sealing plug, Spare part for group distributor housing watertight, Spare parts for group distributor housing watertight, Splash guard
EC003887 | EG020083 | Pipe coil cart/uncoiler | 3 |  | Coil cart, Decoiler, Laying aid, Laying reel, Laying tool, Pipe coil cart/uncoiler, Pipe decoiler, Pipe decoiler/uncoiler, Pipe uncoiler, Uncoiler
EC003888 | EG020082 | Tile adjuster | 2 |  | Joint spacer, Leveling clip, Levelling clip, Multi adjuster, Tile adjuster, Tile clip, Tile cross, Tile spacer, Tile wedge, Tiler, Tiler cross spacer
EC003889 | EG015540 | End cap for protective tube for plastic pipe system | 2 |  | End cap for protective tube, End cap for protective tube for plastic pipe system
EC003890 | EG000014 | Adaptor for car power socket | 2 |  | Adapter for car power socket, Adaptor for car power socket, Extension cable, Radio transmitter, USB charger
EC003891 | EG015540 | Flexible fitting with 2 connections | 2 |  | Fitting with 2 connections (flexible), Flexible fitting with 2 connections
EC003892 | EG015540 | Pipe-in-pipe junction box for wall mounting | 3 |  | Pipe-in-pipe junction box for wall mounting
EC003893 | EG000053 | Battery (lithium) for vehicles and applications | 2 |  | Battery (LFP), Battery (NMC), Battery (lithium), Battery (lithium) for applications, Battery (lithium) for vehicles and applications, Battery (lithium-ion), Battery for applications, Battery vehicles and applications
EC003894 | EG020030 | Footrest | 2 |  | Foot rest, Footrest, Under desk foot rest
EC003895 | EG020004 | Rod for door and gate drive bar | 2 |  | Connection rod for fire-retardant door, Rod for door and gate drive bar, Rod for door drive bar, Rod for gate drive bar
EC003896 | EG000046 | Care product for shoes/clothes | 1 |  | Care product for clothes, Care product for shoes, Care product for shoes/clothes, Dubbin, Dubbing, Fresh spray, Impregnating spray, Leather grease, Shoe care product, Shoe polish, Shoe sponge
EC003897 | EG020017 | Sealing ring set | 2 |  | Sealing ring assortment, Sealing ring box, Sealing ring case, Sealing ring selection, Sealing ring set
EC003898 | EG020045 | Dowel/plug set | 3 |  | Dowel box, Dowel case, Dowel set, Dowel/plug set, Plug assortment
EC003899 | EG020012 | Knothole plug | 3 |  | Knothole dowel, Knothole plug, Wooden nail
EC003900 | EG019710 | End profile flooring | 3 |  | End profile, End profile flooring, Top-profile
EC003901 | EG000046 | Scarf/neckerchief | 2 |  | Catering clothes, Catering scarf, Chef's scarf, Cooking clothing, Kerchief, Neckerchief, Scarf, Scarf/kerchief, Scarf/neckerchief, Skarf, Triangular scarf, Workwear
EC003902 | EG000046 | Cape | 2 |  | Bicycle cloak, Cape, Clothe, Occupation clothing, Poncho, Rain clothing, Rain protection cloak, Workwear
EC003903 | EG020004 | Accessories/spare parts for emergency exit route security | 2 |  | Accessories for emergency exit route security, Accessories for escape route security, Accessories/spare parts for emergency exit route security, Accessories/spare parts for escape route security, Adapter frame, Adaptor frame, Anchor plate, Balancing frame, Bar alarm, Spare part for emergency exit route security, Spare parts for emergency exit route security, Spare parts for escape route security, Spare top plate, Top plate
EC003904 | EG020450 | Road marking paint | 3 |  | Marking color, Marking paint, Road marking paint
EC003906 | EG020250 | Wood care product | 3 |  | Corrosion inhibitor, Hard wax, Hard wax for wood, Plastic wood, Rust converter, Soft wax, Soft wax for wood, Sponge blocking agent, Wood care product, Wood cement, Wood filler, Wood oil, Wood preservative, Wood stain, Worktop oil
EC003907 | EG000060 | Covering sheet/fleece | 3 |  | All-purpose plane, Covering fleece, Covering sheet, Covering sheet/fleece, Fabric covering, Packing blanket, Tarpaulin, Texture sheeting
EC003908 | EG020058 | Dust protection door | 3 |  | Construction site door, Dust door, Dust protection door
EC003909 | EG019810 | Cleaning set | 2 |  | Cleaning kit, Cleaning set, Window cleaning set
EC003910 | EG020012 | Cable bushing for furnitures | 3 |  | Cable bushing for furnitures, Cable feed for desks, Cable feed outlet
EC003911 | EG020052 | Warded lock insert for profile cylinder lock | 3 |  | Deadlock insert for PZ-lock, Warded lock insert for profile cylinder lock
EC003912 | EG020004 | Jagged strip | 3 |  | Climb over protection, Jagged strip, Prongs bar
EC003913 | EG020058 | Grille locking device | 3 |  | Grate safeguarding, Grille locking device
EC003914 | EG020096 | Pneumatic strike for doors | 3 |  | Electrical strike plate, Fitting, Pneumatic door opender, Pneumatic door opener, Pneumatic strike for doors
EC003915 | EG020030 | Paper-/foil dispenser | 3 |  | Dispenser for stretch foil, Foil dispenser, Gift paper dispenser, Packing paper dispenser, Paper dispenser, Paper-/foil dispenser, Stretch foil dispenser
EC003916 | EG020036 | Sweeping machine, hand operated (battery) | 3 |  | Battery broom, Battery sweeper, Broom, Feather duster, Household broom, Sweeper roll, Sweeper tool, Sweeping broom (battery), Sweeping machine (battery), Sweeping machine, hand operated (battery), Sweeping shovel
EC003917 | EG019810 | Accessories/spare parts for sweeping machine | 3 |  | Accessories for sweeping machine, Accessories/spare parts for sweeping machine, Battery, Battery charger, Battery-charger, Filter, Filter cartridge, Filter for sweeping device, Folded filter cartridge, Protective cabin, Protective roof, Revolving light, Round flashing light, Side brush for sweeping device, Spare part for sweeping machine, Spare parts for sweeping machine, Sweeper roller for sweeping device, System accessories for sweeping device, Weave filter
EC003918 | EG020041 | Sweeping machine, hand operated (electric) | 3 |  | Hand operated sweeping machine, Hand sweeper, Hand-held sweeping machine, Hand-held vacuum sweeping machine, Sweeper, hand driven, Sweeping machine (hand), Sweeping machine, hand operated, Sweeping machine, hand operated (electric), Yard sweeper machine
EC003919 | EG020033 | Pre-wash device (automotive) | 3 |  | Cleaning pre-spray device, Pre-spray device, Pre-spray device (automotive), Pre-wash device (automotive), Rim sprayer, Sprayer
EC003920 | EG020250 | Dry ice pelletizer | 3 |  | Dry ice pelletiser, Dry ice pelletizer
EC003921 | EG020024 | Thrust bearing for transport wheels | 3 |  | Pressure ball bearing, Thrust bearing for transport wheels
EC003922 | EG020086 | Milling cutter set | 3 |  | Midget mill set, Milling cutter set
EC003923 | EG020086 | Accessories/spare parts for milling cutter | 3 |  | Accessories for milling cutter, Accessories/spare parts for milling cutter, Centring pin, Clamp screw, Core cutter, Extension, Holding mandrel, Milling arbor wrench, Spare part for milling cutter, Spare parts for milling cutter
EC003925 | EG020086 | Lathe tool | 3 |  | Bented lathe tool, Corner milling cutter, Cutting chisel tool, Hook lathe tool, Lathe tool, Offset corner lathe chisel, Offset face lathe tool, Offset side turning chisel, Straight lathe tool, Turning tool, Wide turning tool
EC003926 | EG020060 | Slide hammer | 3 |  | Slide hammer
EC003927 | EG020063 | Waterproof covering for bathroom | 3 |  | Waterproof covering for bathroom, Waterproof floor covering, Waterproof wall covering
EC003928 | EG000036 | AV control device | 3 |  | AV Switch, AV control device, AV control system, Audiovisual control equipment
EC003929 | EG020045 | Headed grooved pin | 2 |  | Countersunk grooved pin, Dowel pin, Headed grooved pin, Notched nail, Round-head grooved pin, Semicircle grooved nail
EC003932 | EG010110 | Hose water level | 3 |  | Hose levelling, Hose water level, Tube level, Tube water level, Water level, Water level tool
EC003933 | EG020030 | Office/laboratory scale | 2 |  | Counting scale, Digital scale, Laboratory level, Laboratory scale, Letter balance, Letter scale, Office balance, Office level, Office scale, Office/laboratory scale, Package scale, Pocket scale, Postal balance, Postal scale, Precision balance, Precision scale, Table scale
EC003934 | EG020030 | Display panel | 3 |  | Display panel, Information panel
EC003935 | EG020054 | Machine toggle clamp | 3 |  | All-steel lever clamp, Clamping system, Compact tensioner, Flat clamp, Gripping arm clamp, Horizontal tensioner, Lever clamp, Lock clamp, Machine table clamp, Machine table tensioner, Machine toggle clamp, Pneumatic clamp, Push rod tensioner, Side spanner, Swivel arm tensioner, Toggle clamp, Vertical tensioner
EC003936 | EG020030 | Comb for punching/binding device | 3 |  | Comb for punching/binding device, Plastic com for punching/binding device, Plastic comb, Spiral for binding device
EC003937 | EG020030 | Money bill tester | 3 |  | Bill validator, Money bill tester, Validator
EC003938 | EG020030 | Laminator cartridge for laminating device | 3 |  | Foil cassette, Lamination foil, Laminator cartridge, Laminator cartridge for laminating device
EC003939 | EG020030 | Foil bag for laminating device | 3 |  | Foil bag for laminating device, Lamination pouch
EC003940 | EG000028 | Vehicle lamp set | 2 |  | Spare lamp set for cars, Vehicle lamp set
EC003941 | EG020024 | Vehicle lock | 2 |  | Bike lock, Cable lock, Chain lock, Folding lock, Frame lock, Mortice lock, Shackle lock, Vehicle lock
EC003942 | EG020010 | Watering can | 2 |  | Watering can, Watering pot
EC003943 | EG020041 | Wood splitter (electric) | 3 |  | Hydraulic splitter, Log splitter, Wood splitter (electric)
EC003944 | EG020010 | Metal wire | 3 |  | Barbwire, Binding wire, Florist's wire, Glow wire, Iron wire, Metal wire, Stainless steel wire, Steel wire, Tension wire, Wire
EC003946 | EG010340 | Accessories/spare parts for pallets | 3 |  | Accessories for palettes, Accessories for pallets, Accessories/spare parts for palettes, Accessories/spare parts for pallets, Along divider, Alongside divider, Attachment frame, Attachment frame divider, Drain basin for pallet, Fixing angle for pallet drain basin, Grate collar, Grid attachment frame, Longitudinal divider, Space frame, Spare part for pallets, Spare parts for palettes, Spare parts for pallets, Stacking frame, Transversal divider
EC003947 | EG020016 | Packing container | 3 |  | Bottle, Box, Can, Cardboard box, Carton (box), Case, Cup, Packing container
EC003948 | EG010340 | Stacking corner | 3 |  | Stacking corner
EC003949 | EG020036 | Grease gun (battery) | 2 |  | Grease gun (battery)
EC003950 | EG020036 | Delta sander (battery) | 2 |  | Delta sander (battery), Triangular base-plate sander (battery)
EC003951 | EG020036 | Belt sander (battery) | 3 |  | Belt grinder (battery), Belt sander (battery), Vario grinder (battery)
EC003952 | EG020041 | Paint roller (electric) | 3 |  | Paint roller (electric), Paint spraying system
EC003953 | EG020041 | Edgebanding device (electric) | 3 |  | Edgebanding device (electric)
EC003955 | EG020041 | Long reach sander (electric) | 3 |  | Electric tool, Long reach sander (electric), Long-neck sander, Long-reach sander (electric), Wall and ceiling grinder (electric)
EC003956 | EG021001 | Air pump (hand/foot) | 2 |  | Air pump, Air pump (hand/foot), Bicycle pump, Foot air-pump, Piston air pump, Tire pump, Tyre pump
EC003957 | EG021001 | Lever bar | 3 |  | Extraction tool, Lever bar, Lifter, Lifting tool, Pry bar, Separation fork
EC003958 | EG020010 | Mower (hand) | 2 |  | Hand mower, Lawn mower (hand), Mower (hand)
EC003959 | EG020010 | Tree pruner | 2 |  | Cutting giraffe, Folding saw, Garden saw, Telescopic cutter, Tree cutter, Tree pruner
EC003960 | EG021004 | Drawknife | 2 |  | Draw knife, Draw shave, Drawing knife, Drawknife, Shaving knife, Woodworking tool
EC003962 | EG020085 | Guillotine table shear | 3 |  | Bench shear, Guillotine shear, Guillotine table shear, Lever shear
EC003963 | EG020010 | Garden scissors (hand) | 2 |  | Anvil scissors, Branch shears, Garden scissors, Garden scissors (hand), Lopper, Loppers, Lopping shears, Pruning shears, Secateurs, Tree scissors
EC003964 | EG020085 | Knife set | 3 |  | Chip carving knife set, Knife set
EC003965 | EG010110 | Protractor | 2 |  | Angle measuring instrument, Angle testing set, Angled blade, Clinometer, Construction angle, Goniometer, Inclinometer, Protractor, Set square
EC003966 | EG020010 | Garden well | 2 |  | Garden well, Wall fountain, Wall well
EC003967 | EG020058 | Garden door/gate | 3 |  | Garden door, Garden door/gate, Garden gate, Garden gate/door
EC003968 | EG020064 | Ground anchor sleeve | 3 |  | Ground anchor sleeve, Ground sleeve, Impact ground socket
EC003969 | EG020010 | Fence fitting | 2 |  | Fence fitting, Post cap, Wattle fence fitting
EC003970 | EG020010 | Fence post | 2 |  | Fence post
EC003971 | EG020010 | Fence | 3 |  | Fence, Garden fence, Lattice fence, Site fence
EC003972 | EG020010 | Strut for fence post | 2 |  | Brace for fence post, Strut for fence post
EC003973 | EG020007 | Microscope | 3 |  | Microscope, Video microscope
EC003974 | EG020007 | Accessories/spare parts for microscope | 3 |  | Accessories for microscope, Accessories/spare parts for microscope, Exchangeable optic, External operating unit, Image capture software, Software, Spare part for microscope, Spare parts for microscope
EC003975 | EG020007 | Scale scoop | 3 |  | Scale scoop, Weighing scoop
EC003976 | EG020007 | Hand sprayer | 3 |  | Atomizer, Compression sprayer, Hand sprayer
EC003977 | EG020010 | Bicycle rack | 2 |  | Bicycle clamping bracket, Bicycle rack, Bicycle series system, Bicycle stand, External installation, Hanger parker, Storage and factory equipment
EC003979 | EG020010 | Accessories/spare parts for flagpole | 3 |  | Accessories for flagpole, Accessories/spare parts for flagpole, Carabine hook, Flag clips, Foundation for positioning above ground, Foundation for positioning in ground, Mounting set, Pulley, Rope tensioner, Spare part for flagpole, Spare parts for flagpole, Spare set, Stop ball, Wall mount, Weight collar, Winch handle, Wire/rope winch
EC003980 | EG020010 | Cycle storage | 2 |  | Bicycle shelter, Cycle storage, External installation, Flat roof construction, Storage and factory equipment
EC003981 | EG020035 | Door scraper | 3 |  | Boot scraper, Door scraper, Shoe wiper
EC003982 | EG020030 | Paper block | 3 |  | Bloc note, Flipchart block, Flipchart notepad, Paper block, Telephone pad
EC003983 | EG020030 | Flip chart | 3 |  | Flip chart, Flipchart
EC003984 | EG020014 | Connecting hose for compressed air tool | 3 |  | Connecting hose for compressed air tool, Connection hose, Connection hose for compressed air tool
EC003985 | EG020030 | Valuable box | 3 |  | Cash box, Valuable box
EC003986 | EG020030 | Accessories/spare parts for valuable boxes/safes | 3 |  | Accessories for valuable boxes/safes, Accessories/spare parts for valuable boxes/safes, Coin tray, Counting trays for cash box, Spare part for valuable boxes/safes, Spare parts for valuable boxes/safes
EC003988 | EG020043 | Cartridge spanner | 3 |  | Cartridge spanner, Oil filter spanner, Oil filter wrench
EC003989 | EG020043 | Oil service wrench set | 3 |  | Motor vehicle special tool, Oil service wrench, Oil service wrench set
EC003990 | EG020043 | Roller wrench | 3 |  | Clamping nut wrench, Roller bearing wrench, Roller wrench, Wrench for clamping nuts
EC003991 | EG020043 | Spanner/socket wrench | 3 |  | Joint wrench, Open-end socket wrench, Spanner/socket wrench
EC003993 | EG020043 | Lug wrench | 3 |  | Cross rim wrench, Lug wrench, Wheel brace
EC003994 | EG010110 | ISO tolerance key | 1 |  | Convertor, Filetor, ISO thread indicator, ISO tolerance key, Thread detector, Tolerator
EC003995 | EG017960 | Room divider | 2 |  | Partition wall, Romm separator, Room divider, Room divider bathroom, Room partition
EC003996 | EG020016 | Plunge reservoir (industry) | 3 |  | Biological parts cleaner, Cleaning basin (industry), Cleaning reservoir (industry), Diving basin, Plunge basin (industry), Plunge reservoir (industry)
EC003997 | EG010110 | Heavy duty scale | 3 |  | Axle load scale, Car scale, Crane scale, Floor scale, Floor scales, Hanging scale, Heavy duty scale, Hook scale, Pallet scale, Platform scale, Storage scale
EC003998 | EG015880 | Accessories/spare parts for scales | 3 |  | Accessories for scales, Accessories/spare parts for scales, Bird weighing cone, Bracket for spring scale, Clamp for spring scale, Drag indicator, Hook for spring balance, Hook for spring scale, Spare part for scales, Spare parts for scales, Weight fork
EC003999 | EG020041 | Escalator cleaning device (electric) | 3 |  | Belt conveyor cleaner, Belt conveyor scrubbing brush, Escalator cleaning device, Escalator cleaning device (electric), Ground cleaner, Ground cleaning device, Stairmoving cleaning device (electric)
EC004000 | EG020041 | Stair cleaning device (electric) | 3 |  | Ground cleaner, Ground cleaning device, Stair cleaning device (electric), Stair cleaning machine (electric), Staircase cleaning device (electric)
EC004001 | EG019810 | Ride-on floor scrubber | 3 |  | Automatic floor scrubber, Disc brush, Ground cleaner, Ground cleaning device, Ground grinder, Ride-on floor scrubber, Ride-on scrubber dryer, Rideer floor scrubber, Rider floor scrubber
EC004002 | EG020036 | Hand-held floor scrubber (battery) | 3 |  | Battery scrubbing machine, Battery suction machine, Ground cleaner, Ground cleaning device, Ground grinder, Hand-held floor scrubber (battery), Hand-held scrubbing vacuum cleaner (battery), Walk-behind vacuum sweeper
EC004003 | EG020041 | Hand-held scrubbing vacuum cleaner (electric) | 3 |  | Ground cleaner, Ground cleaning device, Ground grinder, Hand-held scrubbing vacuum cleaner (electric), Scrubbing machine
EC004004 | EG020016 | Pallet | 3 |  | Euro pallet, Four-way pallet, Palett, Palette, Pallet, Pallet (wood), Skid, Transport palett, Transport palette, Two-way pallet
EC004006 | EG020041 | Decalcifying pump (electric) | 3 |  | Decalcification pump, Decalcifying pump, Decalcifying pump (electric)
EC004007 | EG020036 | Wet and dry vacuum cleaner (battery) | 3 |  | Wet and dry vacuum cleaner (battery)
EC004008 | EG020033 | Lathe | 3 |  | Fad lathe machine, Lathe, Universal lathe
EC004009 | EG019810 | Accessories/spare parts for waste bins | 3 |  | Accessories for waste bins, Accessories/spare parts for waste bins, Bell ribbon, Carrier, Cover, Holding ring, Lock wire for rubbish sack, Spare part for waste bins, Spare parts for waste bins, Tubing post
EC004010 | EG020082 | Concrete spreader | 3 |  | Concrete distributor, Concrete spreader
EC004011 | EG020016 | Perforated backboard for workshop | 3 |  | Cabinet hole plate, Perforated backboard for workshop, Perforated panel, Slot plate
EC004012 | EG021004 | Stickleback rasp | 3 |  | Drilling saw, Hand rasp, Stickleback hand rasp, Stickleback rasp
EC004013 | EG020085 | Mitre saw (hand) | 3 |  | Miter saw (hand), Mitre saw, Mitre saw (hand), Saw
EC004014 | EG020085 | Fret saw table | 3 |  | Fret saw table
EC004015 | EG020085 | Screw saw | 3 |  | Screw saw, Screw saw set
EC004016 | EG020053 | Chainsaw bar | 2 |  | Chainsaw bar, Chainsaw guide bar, Guide bar
EC004017 | EG020041 | Chainsaw sharpening device (electric) | 3 |  | Chainsaw sharpener, Chainsaw sharpening device, Chainsaw sharpening device (electric)
EC004018 | EG020041 | Scroll saw (electric) | 3 |  | Fine cutting saw, Scroll saw, Scroll saw (electric), Scroll sawing machine, Scroll sawing machine (electric)
EC004019 | EG020033 | Circular sawing machine, stationary (electric) | 3 |  | Circular saw, Circular sawing machine (electric), Circular sawing machine, stationary (electric), Edging circular saw, Panel sawing machine, Sliding table saw
EC004020 | EG020033 | Veneer sawing machine (electric) | 3 |  | Fine cutting maschine, Joining cutter maschine, Joining maschine, Veneer cutting maschine, Veneer machine, Veneer saw, Veneer sawing machine, Veneer sawing machine (electric)
EC004021 | EG020033 | Glazing bead sawing machine (electric) | 3 |  | Glass miter saw, Glass strip sawing machine, Glazing bead saw (electric), Glazing bead sawing machine (electric), Wood glass strip saw, Wood glass strip saw maschine
EC004023 | EG020041 | Radial arm saw (electric) | 3 |  | Radial arm saw, Radial arm saw (electric), Radial arm sawing machine, Radial-arm saw
EC004024 | EG020033 | Panel dividing sawing machine (electric) | 3 |  | Dividing saw, Horizontal plate saw, Panel dividing saw (electric), Panel dividing sawing machine (electric), Plate sawing machine, Plate sizing sawing machine
EC004025 | EG020041 | Longitudinal circular saw (electric) | 3 |  | Edging circular saw, Edging saw, Longitudinal circular saw (electric), Longitudinal section circular saw, Longitudinal section circular saw automat, Rip sawing machine
EC004026 | EG020041 | Undercut chop saw machine (electric) | 3 |  | Cross cutting machine (electric), Mitre saw maschine, Undercut chop saw machine (electric), Undercut swing sawing machine
EC004027 | EG020041 | Multi-blade saw (electric) | 3 |  | Edging circular saw, Multi pad sawing machine, Multi-blade saw (electric)
EC004028 | EG020053 | Handle for power tools | 2 |  | Handle for angle grinder, Handle for drilling machine, Handle for power tools
EC004029 | EG020053 | Filter for power tools | 2 |  | Filter for power tools
EC004030 | EG020014 | Dryer for compressed air system | 3 |  | Adsorption dryer, Compressed air conditioner, Compressed air dryer, Compressed air dyrer, Dryer for compressed air system, Membrane dryer, Refrigeration dryer
EC004031 | EG020014 | Condensate separator (compressed air) | 3 |  | Condensate separator (compressed air), Condensate trap (compressed air)
EC004033 | EG020014 | Compressed air filter | 3 |  | Activated carbon filter (compressed air), Compressed air filter, Compressed air generation, Compressor (compressed air), Filter (compressed air), Fine filter (compressed air), Micro filter (compressed air)
EC004034 | EG020014 | File (compressed air) | 3 |  | Compressed air file, Compressed air pistol, Compressed air tool, File (compressed air)
EC004035 | EG020014 | Grease gun (compressed air) | 3 |  | Compressed air pistol, Compressed air tool, Grease gun (compressed air)
EC004036 | EG020014 | Sand blasting gun (compressed air) | 2 |  | Compressed air pistol, Compressed air tool, Sand blasting gun (compressed air)
EC004037 | EG020014 | Blind rivet tool (compressed air) | 3 |  | Aluminium riveter, Blind rivet gun (compressed air), Blind rivet pistol (compressed air), Blind rivet tool (compressed air), Compressed air pistol, Compressed air tool, Pop rivet pistol (pneumatic-hydralic), Rivet tool (compressed air)
EC004038 | EG020033 | Surface-/thickness planing machine | 3 |  | Automatic profiler and planer, Constant table plane machine, Dressing machine, Four-side automatic planer, Join slicing machine, Planing machine, Surface and thickness planer, Surface planer, Surface planing machine, Surface-/thickness planing machine, Surface/thickness planing machine, Thickness planer, Thickness planing machine
EC004039 | EG020070 | Infrared radiation panel | 3 |  | IR panel, IR radiation panel, Infrared heater, Infrared panel, Infrared radiation panel, Radiant heat emitter, Radiant heating emitter
EC004040 | EG020068 | Parquet floor board | 3 |  | Ash tree parquet, Beech parquet, Birch parquet, Cherry parquet, Hardwood floor, Jarrah parquet, Maple parquet, Oak parquet, Parquet floor, Parquet floor board, Parquet floor plank, Parquet flooring, Walnut parquet
EC004041 | EG020068 | Laminate floor board | 3 |  | Floating wood tile, Laminate floor board, Laminate floor plank, Laminate floor tile, Laminate flooring, Laminate flooring board, Laminate wood flooring, Wood floor tile
EC004042 | EG020012 | Furniture connecting fitting | 3 |  | Angle joint, Back panel connector, Backplane connector, Confirmat screw, Connecting bolt, Connecting screw, Double dowel, Double sleeve, Eccenter connection fitting, Eccenter connection sleeve, Eccenter connector, Eccentric connection plug, Ending dowel, Fast mounting dowel, Furniture connecting bolt, Furniture connecting element, Furniture connecting fitting, Furniture connector, Hinge dowel, Screw in dowel, Spread sleeve, Trapezoid connecting fitting, Worktop connector
EC004043 | EG020012 | Levelling foot | 3 |  | Adjustable leveling foot, Foot leveling screw, Furniture foot, Furniture leveller, Leveling screw, Leveller screw, Levelling foot, Levelling socket screw, Machine leveling foot, Machine shoe, Regulating screw
EC004044 | EG020067 | Pass piece air duct | 2 |  | Crossing air duct, Pass piece air duct, Pass piece oval air duct, Pass piece round air duct
EC004047 | EG020014 | Pipe beveller (compressed air) | 3 |  | Beveller (compressed air), Compressed air shear, Compressed air tool, Edge form, Edge nibbler (compressed air), Pipe beveller (compressed air), Welding edge former (compressed air)
EC004048 | EG020014 | Punch- and flanging tool (compressed air) | 3 |  | Compressed air folding device, Compressed air perforator, Compressed air shear, Compressed air tool, Fold device (compressed air), Hole and fold device (compressed air), Hole device (compressed air), Punch- and flanging tool (compressed air), Punching (compressed air), Punching/flanging tool (compressed air), Punching/welting tool (compressed air), Welting tool (compressed air)
EC004049 | EG020014 | Spot weld cutter (compressed air) | 3 |  | Compressed air milling maschine, Compressed air tool, Spot weld cutter (compressed air)
EC004050 | EG020014 | Groove cutter (compressed air) | 3 |  | Chamfer milling cutter (compressed air), Chamfer milling maschine (compressed air), Chamfering device (compressed air), Compressed air milling maschine, Compressed air tool, Corner weld milling cutter, Corner weld milling maschine, Deburring maschine (compressed air), Deburring tool (compressed air), Edge deburring tool, Edge form, Edge rounder, Groove cutter (compressed air), Milling cutter (compressed air), Milling maschine (compressed air), Pipe Chamferer (compressed air), Rounding milling cutter, Rounding milling maschine
EC004051 | EG020014 | Tire inflation gun (compressed air) | 3 |  | Inflation gauge (compressed air, Tire inflation gun (compressed air), Tire inflator (compressed air)
EC004052 | EG020014 | Kit gun (compressed air) | 3 |  | Cartridge pistol (compressed air), Compressed air pistol, Compressed air tool, Kit gun (compressed air), Silicone gun (compressed air)
EC004053 | EG020014 | Washing gun (compressed air) | 3 |  | Compressed air pistol, Compressed air tool, Washing gun (compressed air)
EC004054 | EG020014 | Spray gun (compressed air) | 2 |  | Compressed air pistol, Compressed air tool, High-pressure pistol, Spray gun (compressed air)
EC004055 | EG020014 | Air blowgun (compressed air) | 2 |  | Air blowgun (compressed air), Blower pistol, Compressed air pistol, Compressed air tool
EC004057 | EG020053 | Accessories/spare parts for drill stand | 3 |  | Accessories for drill stand, Accessories/spare parts for drill stand, Hub, Spare part for drill stand, Spare parts for drill stand, Transport wheel, Transport wheel for drill stand, Work table
EC004058 | EG020016 | Magnetic bowl | 2 |  | Magnetic bowl, Magnetic bowl for workshop trolley
EC004059 | EG021001 | Load lifting magnet | 3 |  | Bridge form magnet, Electric cylindrical magnet, Electric magnet bar, Hand magnet, Lifting bridge shape magnet, Lifting button magnet, Lifting flat pot magnet, Lifting magnet, Lifting magnet positioner, Lifting pot magnet, Load lifting magnet, Permanent magnet
EC004060 | EG021001 | Sorting magnet | 3 |  | Electromagnetic, Permanent magnet, Sorting magnet
EC004062 | EG020046 | Climbing aid for poles/trees | 2 |  | Climbing aid, Climbing aid for poles, Climbing aid for poles/trees, Climbing aid for trees
EC004063 | EG015120 | Accessories/spare parts for storage/transport box | 3 |  | Accessories for storage/transport box, Accessories/spare parts for storage/transport box, Cover, Cover plate, Drawer, Insert case, Lid for storage/transport bin, Lid for storage/transport box, Pull-out stop, Safety catch, Shelf divider, Small parts magazine, Spare part for storage/transport box, Spare parts for storage/transport box, Wall rail
EC004064 | EG010340 | Shelf rack | 1 |  | Bolted rack, Book cabinet, Bookshelf, Bottling station, Canister rack, Clip rack, Hazardous material rack, Hazardous material storage, Library rack, Library rack cabinet, Mobile bookshelf, Mobile rack, Office rack, Shelf rack, Shelving rack, Slide rack, Slot-in rack, Small cask rack, Socket rack, Storage cabinet, Storage rack, Storage station, Wide span rack
EC004065 | EG015120 | Dispensing device for liquids | 1 |  | Bottling station, Dispensing device for liquids, Dispensing unit for liquids, Drum rack, Hazardous material rack, Hazardous material rack (drum), Hazardous material storage, Storage and factory equipment, Storage station, Water pollution control rack
EC004066 | EG010340 | Pallet rack | 2 |  | High rack, Palette rack, Pallet rack
EC004067 | EG010340 | Cable drum rack | 3 |  | Cable drum rack, Stoarge rack, Storage and factory equipment
EC004068 | EG010340 | Cantilever rack | 3 |  | Cantilever rack, Load rack
EC004069 | EG010340 | Storage bins rack | 2 |  | Sight storage box rack, Storage bins rack, Storage box rack
EC004070 | EG010340 | Profile storage rack | 2 |  | Profile storage rack, Stoarge rack, Storage and factory equipment, Vertical rack
EC004071 | EG010340 | Panel rack | 2 |  | Panel rack, Sheet metal storage box, Sheet metal storage rack, Stoarge rack, Storage and factory equipment, Storage box
EC004072 | EG010340 | Frame (rack element) | 2 |  | Frame (rack element), Frame for stand rack, Rack frame
EC004073 | EG010340 | Ram protection (for rack element) | 2 |  | Pillar protection, Rack ram protection, Ram protection (for rack element), Ram protection (rack element), Ram protection wall, U-ram protection
EC004074 | EG010340 | Base/base element (rack element) | 2 |  | 19 inch plinth panel, Base cover for rack, Base/base element (rack element)
EC004075 | EG010340 | Side wall/partition (rack element) | 2 |  | Partition for rack block, Rack element, Rack wall, Shelf wall, Side panel (rack element), Side wall (rack element), Side wall/partition (rack element), Sidewall (rack element)
EC004076 | EG010340 | Bulk material basin (rack element) | 2 |  | Bulk material basin (rack element), Rack bulk material basin
EC004077 | EG010340 | Door (rack element) | 2 |  | Door (rack element), Extension door, Rack door
EC004078 | EG010340 | Depth support bar (rack element) | 2 |  | Depth support bar (rack element), Rack front-to-rear support, Rack push-through protection
EC004079 | EG010340 | Base/foot (rack element) | 2 |  | Base/foot (rack element), Rack base, Stoarge rack, Storage and factory equipment
EC004080 | EG010340 | Suspension rail (rack element) | 2 |  | Suspension rail, Suspension rail (rack element), Suspension rail for stand rack, Wall rail
EC004081 | EG020059 | Drawer (rack element) | 3 |  | Drawer (rack element), Rack drawer
EC004082 | EG010340 | Shelf (rack element) | 2 |  | Rack shelf, Shelf, Shelf (rack element)
EC004083 | EG010340 | Rack pull-out shelf | 2 |  | Rack pull-out shelf
EC004084 | EG010340 | Cantilever (rack element) | 2 |  | Cantilever, Cantilever (rack element), Cantilever beam
EC004085 | EG020068 | Solid wood floor board | 3 |  | Ash tree floor board, Beech floor board, Birch floor board, Cherry floor board, Decking profile, Hardwood floor board, Jarrah floor board, Maple floor board, Oak floor board, Pine floor board, Solid plank flooring, Solid wood floor, Solid wood floor board, Solid wood floor plank, Spruce floor board, Walnut floor board
EC004086 | EG020010 | Garden hose nozzle | 2 |  | Garden hose nozzle, Garden spray nozzle, Hot water pistol, Industrial pipe attachment, Shower for garden hose, Spray nozzle, Stainless steel pistol, Water hose spray gun, Watering lance
EC004087 | EG015520 | Hose clamp strip | 2 |  | Band-it, Band-it-Band, Hose clamp strip, Hose clamping strap, Hose clamping strip, Hose tensioning strip, Industrial pipe attachment, Stainless steel band
EC004088 | EG020014 | Sand blasting coupling (compressed air) | 2 |  | Claw coupling, Sand blasting coupling, Sand blasting coupling (compressed air)
EC004089 | EG015410 | Hydronic control station | 3 |  | Control station for hydronic heating circuits, Hydraulic control station, Hydronic control station, Hydronic controlled station, Pump group, Temperature control mixer unit
EC004090 | EG015510 | Flexible connecting hose (plastic/silicone/rubber core) | 3 |  | Flexible connecting hose (plastic/silicone/rubber core), Flexible connecting hose (plastic/silicone/rubber), Flexible connecting hose, plastic/silicone/rubber
EC004091 | EG015540 | Flexible fitting with 3 connections | 2 |  | Fitting with 3 connections (flexible), Flexible fitting with 3 connections
EC004092 | EG020062 | Air restrictor ring | 2 |  | Air control piece, Air controller, Air limiter, Air restriction ring, Air restrictor ring
EC004093 | EG020010 | Earth nail extractor | 3 |  | Earth nail extractor, Earth nail puller
EC004094 | EG020010 | Felling lever | 2 |  | Felling lever, Pry bar, Turning hook
EC004095 | EG020010 | Garden joint scraper | 3 |  | Garden joint scraper, Joint scraper, Kerbstone cleaner
EC004096 | EG020010 | Garden trowel | 3 |  | Garden trowel, Transplanter
EC004097 | EG020010 | Bark peeler | 3 |  | Bark peeler, Bark spud, Bark-peeling machine
EC004098 | EG020010 | Scythe | 3 |  | Scythe, Scythe tree
EC004099 | EG020010 | Weed puller | 3 |  | Ground pick, Weed puller, Weeding knife
EC004100 | EG010320 | Vacuum lifter | 3 |  | Conveyor system, Glass lifter, Lifting tool, Sheet metal lifter, Suction lifter, Vacuum lifter
EC004101 | EG021001 | Toggle press (hand) | 3 |  | Knee lever hand press, Manual toggle press, Toggle press (hand)
EC004102 | EG021001 | Accessories/spare parts for grease guns | 2 |  | Accessories for grease guns, Accessories/spare parts for grease guns, Hose, Nozzle for hand groove pistol, Pointed nozzle, Spare part for grease guns, Spare parts for grease guns
EC004103 | EG010340 | Element for storage partition | 2 |  | Element for storage partition, Factory equipment (other), Grate partition, Output element, Storage and factory equipment, Storage partition, Storage partition element, Storage partition system, Top element
EC004104 | EG010340 | Post for storage partition | 2 |  | Corner post, End pillar, End post, Middle post, Post for storage partition, Storage and factory equipment, Storage partition T-pillar, Storage partition attachment pillar, Storage partition corner pillar, Storage partition ending pillar, Storage partition middle pillar, Storage partition post, Storage partition system, Superstructure post, T-post, Top pillar
EC004105 | EG010340 | Door for storage partition | 2 |  | Door for storage partition, Double door, Single door, Sliding door, Storage and factory equipment, Storage partition door, Storage partition double door, Storage partition single door, Storage partition sliding door, Storage partition system
EC004106 | EG020016 | Glue dispenser | 3 |  | All-purpose glue applicator, Glue dispenser, Glue filling station
EC004107 | EG020046 | Accessories/spare parts for stairs and railings | 3 |  | Accessories for railings, Accessories for stairs, Accessories for stairs and railings, Accessories/spare parts for stairs and railings, Anti-skid insert, Banister support, Bonnet, Carpet nail, Connection angle, Connection joint, Cross bar, Distance plate, End cap, Extension rod, Filling level, Fitting, Folding eyelet, Hand screw, Handrail support, Mounting set, Screw eye, Screw set, Spare part for stairs and railings, Spare parts for railings, Spare parts for stairs, Spare parts for stairs and railings, Spring box, Spring-screw acorn, Staircase repair angle, Staircase rod mounting, Staircase rod protection, Swivel, Template
EC004108 | EG019710 | Stair nosing | 3 |  | Angle/stair nosing profile, Stair edging, Stair edging profile, Stair nosing, Stair nosing profile
EC004109 | EG020046 | Stair rod | 3 |  | Stair rod, Staircase rod
EC004110 | EG020046 | Industrial stairway | 3 |  | Industrial staircase, Industrial stairway, Storage and factory equipment
EC004111 | EG020052 | Cylinder/mortice key | 3 |  | Bit key, Cylinder key, Cylinder/mortice key, Key, Key blank, Main key for locking system, Mortice key, Mortise key, Pin tumbler lock key
EC004113 | EG020052 | Accessories/spare parts for keys | 3 |  | Accessories for keys, Accessories/spare parts for keys, Belt clip with chain, Key chain, Key hanger, Key pendant, Key ring, Key tag, Keyholder, Lanyard keychain, Marking ring, Spare part for keys, Spare parts for keys
EC004114 | EG015120 | Accessories/spare parts for storage drums | 2 |  | Accessories for barrels, Accessories for storage drums, Accessories/spare parts for barrels, Accessories/spare parts for drums, Accessories/spare parts for storage drums, Adapter, Adaptor, Barrel adaptor, Barrel key, Barrel pump, Barrel tap, Cover gasket, Cover inner part, Fill/drain valve, Follower plate, Grease follower plate, Screw ring, Spare part for storage drums, Spare parts for barrels, Spare parts for storage drums, Tap, Vat adaptor
EC004115 | EG020250 | Curing agent | 2 |  | Crosslinker, Curing agent, Hardener, Hardening agent
EC004117 | EG020250 | Adhesive pad | 3 |  | Adhesive pad, Adhesive tape removable, Mounting pad
EC004118 | EG020053 | Electricity/compressed air distributor | 3 |  | CEE angular coupling, CEE coupler, CEE coupling, CEE coupling plug, Connector, Counter connector, Coupler, Coupler with protective contact, Coupling plug, Disconnect plug, Electricity/compressed air distributor, Plug
EC004119 | EG020016 | Carpenter's bench | 2 |  | Carpenter's bench, Children workbench, Do-it-yourselfer workbench, Joiner's bench, Storage and factory equipment
EC004120 | EG021001 | Mounting/gripping magnet | 3 |  | Bar magnet, Button magnet, Cylindrical magnet, Horseshoe magnet, Magnet gripper, Magnetic flat gripper, Mounting magnet, Mounting/gripping magnet, Rod magnet
EC004122 | EG000020 | Strip fuse | 2 |  | AMG fuse, AMI fuse, ANL fuse, ANN fuse, Class T fuse, Forklift truck fuse, MEGA fuse, MIDI fuse, Strip fuse
EC004123 | EG000040 | Water dispenser (electric) | 2 |  | Chiller, Cold water dispenser, Hot water dispenser, Water cooler, Water dispender (electric), Water dispenser, Water dispenser (electric), Watercooler
EC004124 | EG000040 | Accessories/spare parts for water dispenser (electric) | 2 |  | Accessories for water dispenser (electric), Accessories/spare parts for water dispenser (electric), Additional cooler, Cup dispenser, Filter, Installation kit for mounting accessories, Mounting set, Spare part for water dispenser (electric), Spare parts for water dispenser (electric), Stand (base), System accessories for water dispenser
EC004125 | EG015120 | Sanitary container | 3 |  | Cabine, Mobile toilet, Portable toilet, Sanitary container, Toilette
EC004126 | EG015120 | Large garbage container | 2 |  | Dustbin, Garbage bin, Garbage can, Large garbage container, Large refuse container, Large waste container, Waste collector, Waste container
EC004127 | EG019810 | Waste bag holder | 3 |  | Waste bag holder, Waste bag stand, Waste collector
EC004128 | EG015120 | Skip container | 3 |  | Material container, Skip container, Storage container
EC004129 | EG015120 | Hinged floor container | 2 |  | Box wagon, Compact tipping container, Flap bottom container, Flap container, Folding bottom container, Folding floor container, Ground flap container, Hinged floor container, Sheet metal box wagon, Storage and factory equipment, Storage container, Tilting skip, Tipping container
EC004130 | EG017960 | Office drawer block | 2 |  | Add-on cabinet, Caddy (rolling container), Drawer cabinet CNC, Office cabinet, Office container, Office drawer block, Office wagon, Roller container, Storage and factory equipment, Storage cabinet, Utility trolley
EC004131 | EG015120 | Storage container for hazardous material | 3 |  | Chemical cabinet, Container, Deduction cabinet, Deposit safe, Drum cabinet, F90 container, Fire protection cabinet, Fire protection container, Gas bottle cabinet, Gas bottle container, Gas bottle deposit, Gas bottle depot, Gas bottle magazine, Gas bottle storage, Hazardous material cabinet, Hazardous material collecting station, Hazardous material depot, Hazardous material station, Hazardous material storage, Hazardous material warehouse, Insulated container, Liquid gas cylinder cabinet, Poison cabinet, Poisonous substance cabinet, Pressure gas cylinder cabinet, Pressurised gas cylinder cabinet, Storage and factory equipment, Storage container, Storage container for hazardous material, Storage station
EC004132 | EG020016 | Rubble chute | 1 |  | Rubble chute
EC004133 | EG020016 | Accessories/spare parts for rubble chute | 1 |  | Accessories for rubble chute, Accessories/spare parts for rubble chute, Connecting chain, Filling funnel for rubble chute, Filling tunnel, Hopper, Rack for filling tunnel, Spare part for rubble chute, Spare parts for rubble chute
EC004134 | EG010320 | Drum lifting device | 2 |  | Barrel lifting device, Drum lifter, Drum lifting device, Drum picker, Drum tongs
EC004135 | EG015240 | Ventilation valve adaptor (air grid connection plenum) | 3 |  | Air grille plenum, Air plenum, Floor grille plenum, Ventilation valve adapter (air grid connection plenum), Ventilation valve adaptor (air grid connection plenum), Ventilation valve plenum, Wall grill plenum
EC004136 | EG015530 | Clay pipe | 1 |  | Ceramic pipe, Clay drainage pipe, Clay pipe, Earthenware pipe
EC004137 | EG015280 | Accessories/spare parts for fireplace | 3 |  | Accessories for fireplace, Accessories/spare parts for fireplace, Corbel unit, Fire mortar, Fireback, Firebrick, Flue adapter, Flue adaptor, Lintel, Lintel fire place, Refractory grout, Spare part for fireplace, Spare parts and accessories for fireplace, Spare parts for fireplace, Throat restrictor
EC004138 | EG020069 | Bypass valve water softener | 3 |  | Ball valves, Bypass valve water softener, Membrane valve, Water softener bypass valve
EC004139 | EG020250 | Distilled water | 2 |  | Battery filling, Distilled water
EC004140 | EG020024 | Liquid for vehicles | 3 |  | Brake fluid, Cooling liquid, Liquid for vehicles, Liquids for vehicles, Screen cleaner, Window de-icer (car), Windscreen cleaner
EC004141 | EG020024 | Jumper cable | 2 |  | Jumper cable
EC004142 | EG015880 | Adaptor for test and measurement instruments | 3 |  | Adapter for appliance tester, Adapter for clamp meter, Adapter for earth resistance meter, Adapter for electric vehicle charging stations, Adapter for environmental instrument, Adapter for installation tester, Adapter for machinery tester, Adapter for measuring instrument, Adapter for multimeter, Adapter for oscilloscope, Adapter for power quality analyser, Adapter for process calibrator, Adapter for test and measurement instruments, Adapter for test and measurement instruments (electrical), Adapter for thermal camera, Adaptor for test and measurement instruments, Electrical adapter, Measuring adapter, Mechanical adapter, Optical adapter
EC004143 | EG020087 | Belt winder for roller shutter | 3 |  | Belt winder for roller shutter, Half inlet belt winder, Half inlet winder, Roller shutter
EC004144 | EG019710 | Transition-/adjustment profile | 3 |  | Adjustment profile, Adoption profile, Carpet transition rail, Laminate adjustment profile, Laminate adoption profile, Transition profile, Transition profile for parquet/laminate, Transition-/adjustment profile
EC004146 | EG020250 | Polishing compound | 3 |  | Abrasive, Polishing agent, Polishing compound, Polishing creme, Polishing wax, Steel chips, Stropping compound
EC004148 | EG020014 | Sand blasting device | 2 |  | Blasting system, Facade cleaner, Sand blasting device, Steam jet pistol
EC004149 | EG000040 | Carpet cleaning device (electric) | 2 |  | Carpet cleaning device, Carpet cleaning device (electric), Spray extraction device (electric)
EC004150 | EG000040 | Accessories/spare parts for carpet cleaning device (electric) | 2 |  | Accessories for carpet cleaning device (electric), Accessories/spare parts for carpet cleaning device (electric), Brush washing head, Professional brush washing head, Spare part for carpet cleaning device (electric), Spare parts for carpet cleaning device (electric)
EC004152 | EG000040 | Ultrasonic cleaning device | 2 |  | Ultrasonic cleaning device, Ultrasound cleaning device
EC004153 | EG020033 | Dry ice blasting device | 3 |  | Dry ice blast cleaning device, Dry ice blasting device
EC004154 | EG020053 | Accessories/spare parts for dry ice blasting device | 3 |  | Accessories for dry ice blasting device, Accessories/spare parts for dry ice blasting device, Angle jet nozzle, Angled pipe, Blasting hose, Circular jet nozzle, Extension pipe, Flat pattern nozzle, Flat spray nozzle, Nozzle, Sand blasting pistol, Set, Spare part for dry ice blasting device, Spare parts for dry ice blasting device, System accessories for dry ice cleaning
EC004155 | EG020041 | Self service vacuum cleaner (electric) | 3 |  | All-vacuum cleaner, Electric suction cup, Electric tool, Self service vacuum cleaner, Self service vacuum cleaner (electric)
EC004156 | EG015540 | End collar for protective tube for plastic pipe system | 2 |  | End collar for leakage indication pipe, End collar for protective tube for plastic pipe system
EC004157 | EG020016 | Storage and transport frame for traffic management/road signage | 2 |  | Stack rack for drums, Stake rack, Storage and transport frame for traffic management/road signage, Transport frame for fall protection devices
EC004158 | EG010320 | Carry strap | 2 |  | Belt hose mount, Carry strap, Furniture carrying strap, Hose carrying strap, Work protection
EC004159 | EG000046 | Self-defense product | 3 |  | Pocket alarm, Pocket alert, Self-defense product, Self-protection product
EC004161 | EG020007 | Furniture/equipment first aid | 2 |  | Cupboard unit, Emergency box for chemicals, First aid room couch, Furniture/equipment first aid, Patient stretcher, Patient stretcher cabinet, Plaster cabinet, Rescue blanket, Set, Stretcher, Stretcher cabinet, Work protection
EC004162 | EG020087 | Accessories/spare parts for electrical gate operator | 2 |  | Accessories for electrical door operator, Accessories for electrical gate operator, Accessories/spare parts for electrical door opener, Accessories/spare parts for electrical door operator, Accessories/spare parts for electrical gate operator, Guide rail, Guide rail for garage door drive, Running rail, Running rail unit for garage door drive, Spare part for electrical gate operator, Spare parts for electrical door operator, Spare parts for electrical gate operator
EC004164 | EG015510 | Accessories/spare parts for coolant hose for lathe/miller | 3 |  | Accessories for coolant hose, Accessories for coolant hose for lathe/miller, Accessories for joint and coolant hose, Accessories for joint hose, Accessories/spare parts for coolant hose for lathe/miller, Accessories/spare parts for coolant joint hose, Accessories/spare parts for joint and coolant hose, Accessories/spare parts for joint flexible coolant hose, Adapter, Adapter for joint and coolant hose, Adaptor, Angle nozzle, Ball valve, Cooling agent, Double nipple, Double sleeve, Double socket, Flat nozzle, Hinge piece (hinge and cooling agent hoses), Hinge tube, Joint piece, Reducing piece, Reduction piece, Round nozzle, Separation wedges, Seperating wedge for hinge and cooling agent hoses, Set, Shut-off valve, Spare part for coolant hose for lathe/miller, Spare parts for coolant hose, Spare parts for coolant hose for lathe/miller, Spare parts for joint and coolant hose, Spare parts for joint hose, Stop valve, Thread nipple, Threaded nipple, Y-branch
EC004166 | EG015510 | Garden hose quick connector | 3 |  | 2 way distributor, Garden hose quick connector, Garden hose quick coupling, Garden tube coupling, Hose connector, Quick hose connection, Tap adaptor, Tap connector, Thread piece, Water stop
EC004167 | EG020030 | Lever cutter | 3 |  | Lever cutter, Lever cutter (office), Paper cutter, Plate cutter
EC004168 | EG020030 | Office punch | 3 |  | Office accessory, Office punch
EC004169 | EG020030 | Ring binder | 3 |  | Files, Lever arch file, Loose leaf binder, Looseleaf binder, Ring binder
EC004170 | EG020030 | Magnetic wall strip | 3 |  | Magnetic wall bar, Magnetic wall strip
EC004171 | EG020030 | Thumbtack/push pin | 3 |  | Architect pencil, Push pin, Thumb tack, Thumbtack/push pin, Thumtack, Trident pin
EC004172 | EG020030 | File folder | 3 |  | File folder, Folder, Loose-leaf binder, Office folder
EC004173 | EG020030 | Pencil set | 3 |  | Board marker set, Boardmarker, Pen set, Pencil set, Set of pencil leads
EC004174 | EG020030 | Brochure holder | 3 |  | Brochure holder, Brochure stand set, Display panel table stand, Information carrier, Table-top brochure stand, Wall mounted brochure rack
EC004175 | EG020030 | Divider sheet | 3 |  | Divider sheet, Index tab, Separator sheet, Tab sheet
EC004176 | EG020030 | Swivelling arm system office | 3 |  | Expansion set for swivel arm system, Swivelling arm system office, Telephone swivel arm
EC004177 | EG020010 | Accessories/spare parts for garden watering | 2 |  | Accessories for garden watering, Accessories/spare parts for garden watering, Shower for watering can, Shower head for watering can, Spare part for garden watering, Spare parts for garden watering, Water can shower, Watering can rose
EC004178 | EG020079 | Drum pump (electric) | 3 |  | Barrel pump, Drum pump, Drum pump (electric), Fuel transfer pump, Transfer pump
EC004179 | EG020010 | Garden watering set | 2 |  | Basic equipment irrigation, Garden watering set
EC004180 | EG020010 | Tube well | 2 |  | Ram filter, Tube well
EC004181 | EG020062 | Air distribution box | 3 |  | Air distribution box, Exhaust collector, oval air duct, Exhaust collector, round air duct
EC004182 | EG020010 | Drive unit for garden tools | 3 |  | Drive unit for garden tools, Motor for garden tools, Power unit (gardening)
EC004183 | EG020041 | Garden tiller (electric) | 3 |  | Cultivator, Garden tiller (electric), Rototiller (electric), Topsoiler
EC004184 | EG020045 | Cross dowel | 3 |  | Convex nut, Cross dowel
EC004186 | EG020045 | Insulation dowel | 3 |  | Insulation dowel, Plaster plug, Plate plug
EC004187 | EG010110 | Calibration foil | 1 |  | Calibration foil, Metal foil
EC004188 | EG015280 | Oil nozzle | 3 |  | Oil nozzle, Oil preburner nozzle
EC004189 | EG021000 | Electrochemical measuring instrument | 2 |  | Conductivity meter, Conductivity tester, Electrochemical measuring instrument, ISE tester, Ion concentration meter, Ion concentration tester, Resistance meter, Resistance tester, Salinity meter, Salinity tester, TDS tester, Temperature measurement device, Temperature meter, Temperature tester, Thermometer, Turbidity meter, Turbidity tester, pH-meter, pH-tester
EC004191 | EG020008 | Window-sill seal | 3 |  | Window sill seal, Window-sill seal, Windowsill seal
EC004192 | EG020008 | Gasket for doors/windows | 3 |  | Brush sealing, Door seal, Door sealing, Filler faceplate seal, Gasket for doors/windows, Glass sealing profile, Glass strip sealing profile, Glazing seal, Milled in seal, Milled-in seal, Milled-in seal for doors, Milling gasket, Seal for swing doors, Sealing for swing doors, Sealing profile for sliding door, Swing door seal, Swing door sealing, Universal seal, Weatherstrip for doors/windows, Window gasket, Window seal, Window sealing
EC004195 | EG020008 | Exterior window shutter hardware | 3 |  | Control opener, Decorative angel, Exterior window shutter hardware, Fence for window shutter locker, Fitting, Interior opener, Operation opener, Shutter coupling, Shutter fitting, Shutter hasp, Shutter lock, Shutter rod, Window fitting, Window shutter block hinge, Window shutter coupling, Window shutter fittings, Window shutter hardware, Window shutter hinge, Window shutter locker
EC004196 | EG020008 | Handle for windows/door windows | 2 |  | Closing piece, Door window handle, Fitting, French door handle, Hand lever, Handle for door windows, Handle for windows, Handle for windows/door windows, Handle for windows/french doors, Middle closing, Traction handle, Window fitting, Window handle
EC004198 | EG020008 | Gear for windows/door windows | 3 |  | Gear, Gear for windows/door windows, Window fitting
EC004199 | EG020008 | Mechanical accessories/spare parts for windows/door windows | 3 |  | Accessories for door windows, Accessories for windows, Accessories for windows/door windows, Accessories/spare parts for windows/door windows, Anti-drill guard, Anti-lift device, Anti-slam device, Carriage, Catch, Catch/clean shears, Center-drill protection, Closing protection, Cockspur fastener, Corner angle transmission, Counterweight, Cover rail, Covering cap, Crank bar, Drilling template, Filler faceplate, Filling piece, Fitting, Fold hinge, Handle extension, Interlocking, Joint, Joint bearing, Latch locking, Lift-out protection, Locking brake, Mechanical accessories/spare parts for windows/door windows, Mishandling device, Mounting material, Post / frame transmission, Post/frame transmission, Restrictor, Sash brake, Sash lifter, Shift lock, Slot ventilation, Slot ventilator, Spare parts for door windows, Spare parts for windows, Spare parts for windows/door windows, Spring lock, Swing/tilt limiter, Tie rod (pull handle), Tilt limiter, Travel ristrictor, Turn limiter, Turn lock, Turnstile, Ventilation pincer, Window additional lock, Window fitting, Window grille, Window handle fuse, Window lift-out lock, Window lift-out protection, Window locking catch, Wing lifter, Wing support
EC004200 | EG020008 | Ground sill for windows/door windows | 2 |  | Ground sill, Ground sill for windows/door windows
EC004201 | EG020008 | Scissors for windows/door windows | 3 |  | Fitting, Guide, Sash stay, Scissor/second sissor, Scissors for windows/door windows, Stay, Stay arm, Window fitting
EC004202 | EG020008 | Integrated window ventilator | 3 |  | Fitting, Integrated window ventilator, Sliding and folding ventilation, Sound insulated ventilator, Window fitting
EC004205 | EG020012 | Bed connection fitting | 2 |  | Assembly fitting (bed), Bed connection fitting
EC004206 | EG020012 | Drive-in nut | 3 |  | Bed adjustment fitting, Drive-in nut, Knock-in nut
EC004207 | EG020012 | Bed adjustment fitting | 2 |  | Adjusting fitting, Bed adjustment fitting, Folding mechanism fitting, Slat frame fitting, Slatted frame fitting
EC004209 | EG020012 | Shelf support rail | 2 |  | Shelf support rail
EC004210 | EG020012 | Furniture console | 3 |  | Bar cantilever, Bracket, Console rail, Desk attachment, Fitting, Furniture console, Shelf board support
EC004211 | EG020012 | Stop strip for furniture locks | 2 |  | Impact bar, Stop strip for furniture locks
EC004212 | EG019710 | Wall jointing profile | 3 |  | Wall connection profile, Wall jointing profile
EC004213 | EG020012 | Flat angle corner brace | 2 |  | Flat angle corner brace, Furniture angle, Furniture brace, Insert edge, Tinkerer angle, Wide angle
EC004214 | EG020012 | Flat brace | 2 |  | Flat brace, Web plate
EC004215 | EG020093 | Low frequency function generator | 2 |  | Low frequency function generator
EC004217 | EG020066 | Wind driven ventilation | 3 |  | Aspirotor ventilator, GEK, Penn ventilator, Rotating wind cowl, Savonius ventilator, Turbine cover, VT-turbine, Wind driven ventilation, Wind driven ventilator
EC004218 | EG020012 | Special screw for furnitures | 3 |  | Euro screw, Fixing screw for cross mounting plate, Furniture handle screw, One-piece connector, Special screw for furnitures
EC004220 | EG020012 | Accessories/spare parts for sliding door fitting (furniture) | 2 |  | Accessories for sliding door fitting (furniture), Accessories/spare parts for sliding door fitting (furniture), Bolt loop, Bolt plate, Bottom plate for groundbolt, Door fence for furniture sliding door, Fibre rail, Ground bar, Guide profile for furniture sliding door, Guide rail, Running profile for furniture sliding door, Running rail, Spare part for sliding door fitting (furniture), Spare parts for sliding door fitting (furniture)
EC004221 | EG020059 | Furniture interior equipment | 3 |  | Cabinet pipe, Cabinet pipe holder, Clothes lift, Drawer partition, Furniture interior equipment, Hanging file folder organizer, Organisation insert
EC004223 | EG020012 | Gallery railing element for furniture | 3 |  | Axle tube, Bag holder, Column module, Filling basket, Filling shelf, Furniture gallery rail element, Gallery rail element, Gallery rail element for furniture, Gallery railing element for furniture, Hook, Knife holder, Pedestal reinforcing ring, Railing bar/rail, Railing base, Railing end cap, Railing hook, Railing module, Rolls holder, Rotating panel, Round basket, Spice rack, Swivel arm, Table plate support
EC004224 | EG020052 | Accessories/spare parts for locks | 3 |  | Accessories for fold drive bar lock, Accessories for locks, Accessories/spare parts for locks, Rebate locking bolt, Retracting bolt, Safety splint, Spare part for locks, Spare parts for locks
EC004227 | EG020052 | Gate lock | 3 |  | Gate lock, Paled gate lock
EC004228 | EG020012 | Furniture castor | 2 |  | Bed frame roll, Box castor/bed box castor, Box roll, Chair castor, Desk roller base, Furniture castor, Furniture castors, Furniture wheel, Office chair roller, Roller base for cabinet
EC004229 | EG020059 | Furniture/table frame | 3 |  | Furniture and tabel frame, Furniture frame, Furniture rack, Furniture/table frame, Table frame
EC004230 | EG020012 | Furniture slider | 2 |  | Chair feet nail, Chair glider, Chair leg nail, Chair slider, Felt glider, Felt slider, Furniture feet nail, Furniture glider, Furniture slider, Metal slider, Slider, Socket slider, Table feet nail, Table glider, Table slider
EC004231 | EG020012 | Furniture foot | 3 |  | Chair foot, Furniture foot, Levelling socket base, Table foot
EC004232 | EG020012 | Stop damper for furnitures | 2 |  | Fence damper, Stop damper for furnitures
EC004233 | EG020012 | Furniture base mounting element | 3 |  | Clip, Furniture base fixing element, Furniture base mounting element, Mounting plate, Set clip/mounting plate, Socket block handle, Socket fixing
EC004239 | EG020004 | Accessories/spare parts for door and gate fittings | 3 |  | Accessories for door and gate fittings, Accessories for door fittings, Accessories for gate fittings, Accessories/spare parts for door and gate fittings, Base for fence damper, Bolt loop, Bottom slide, Bump stop, Clamping plate for door holder, Closing angle, Closing angle for door holder, Closing angle for gate arresting, Deadbolt, Distance holder, Door drive bolt bar, Eyelet, Fitting, Floor bush, Guiding ring, Mounting material, Rubber buffer for door holder, Safety angle, Screw set for door holders, Spacer, Spare part for door and gate fittings, Spare parts for door and gate fittings, Spare parts for door fittings, Spare parts for gate fittings, Square bolt, Stone socket, Stopper for gate arresting, Throw, Tower bolt
EC004240 | EG015810 | Sensor (HVAC) | 3 |  | Cable temperature sensor, Cable temperature sensor active, Cable temperature sensor, passive, Ceiling temperature sensor, Ceiling temperature sensor active, Ceiling temperature sensor, passive, Clip-on pipe sensor, Contact temperature sensor, Contact temperature sensor active, Contact temperature sensor, passive, Duct air quality sensor, Duct dew point sensor, Duct sensor abs. humidity/temp., Duct sensor absolute humidity, Duct sensor absolute humidity/temperature, Duct sensor relative humidity, Duct sensor relative humidity/temperature, Duct sensor relative humidity/temperature active, Duct sensor relative humidity/temperature, passive, Duct temperature sensor, Duct temperature sensor active, Duct temperature sensor, passive, Immersion temperature sensor, Immersion temperature sensor active, Immersion temperature sensor, active, Immersion temperature sensor, passive, Outdoor sensor relative humidity, Outdoor sensor relative humidity/ temperature, Outdoor sensor relative humidity/ temperature, passive, Outdoor sensor relative humidity/temp. active, Outdoor temperature sensor, Outdoor temperature sensor active, Outdoor temperature sensor, passive, Room air quality sensor, Room dew point sensor, Room sensor relative humidity, Room sensor relative humidity/temp. active, Room sensor relative humidity/temperature, Room sensor relative humidity/temperature active, Room sensor relative humidity/temperature, passive, Room temperature sensor, Room temperature sensor active, Room temperature sensor, passive, Sensor, Sensor (HVAC), Strap sensor, Strap-on sensor, Surface temp. sensor active, Surface temperature sensor, Surface temperature sensor active, Surface temperature sensor, passive
EC004241 | EG020016 | Lock for boxes/cases | 2 |  | Lock for boxes, Lock for boxes/cases, Lock for cases, Lock for suitcases, Lock for tool boxes, Spare lock for suitcases/boxes
EC004243 | EG020052 | Accessories/spare parts for door cylinder | 3 |  | Accessories for door cylinder, Accessories/spare parts for door cylinder, Cylinder accessories (electronic), Cylinder accessories (mechanic), Mounting material, Software, Spare part for door cylinder, Spare parts for door cylinder
EC004244 | EG020004 | Software for locking system management | 1 |  | Management software for locking systems (electric locking system), Management software for locking systems (mechanic locking system), Management software for locking systems (mechatronic locking system), Software for locking system management
EC004245 | EG010340 | Lifting equipment rack | 2 |  | Attachment gear stand, Lifting equipment rack, Lifting equipment stand
EC004246 | EG020030 | Paper tray (office) | 3 |  | Catalogue rack, Filing tray, Letter tray, Magazine file, Office magazine file, Office paper tray, Paper tray (office)
EC004247 | EG020058 | Construction site door | 3 |  | Building site door, Construction site door
EC004248 | EG010320 | Lifting sling | 2 |  | Chain suspension, Conveyor system, Lifting belt, Lifting belt tool, Lifting loop, Lifting sling, Round sling, Wire rope, Wire rope loop, Wire rope strang
EC004250 | EG010320 | Crane hook traverse | 3 |  | C-hook, Conveyor system, Crane hook traverse, Crane traverse, Cross (X), Cross (X) traverse, Cross traverse, Forklift attachement, Forklift attachment, Forklift bar, H-Traverse, H-shape traverse, H-shaped, Lifting beam, Lifting tool, Stack tilt container traverse, Star, Star traverse
EC004253 | EG015630 | Volume flow control insert for air distributor/outlet | 2 |  | Volume controller for residential ventilation, Volume flow control insert for air distributor/diffuser, Volume flow control insert for air distributor/outlet, Volume flow control insert for distributor and air diffuser
EC004258 | EG020063 | Accessories/spare parts for bath support | 2 |  | Accessories for bath support, Accessories/spare parts for bath support, Block, Column, Column with contour, Gore, Spare part for bath support, Spare parts for bath support, Step element, Trace element, Wedge
EC004259 | EG010320 | Accessories/spare parts for lifting devices | 2 |  | Accessories for lifting devices, Accessories/spare parts for lifting devices, Edge protector element, Edge protector piece, Gasket set, Protective sleeve, Rubber profile, Spare part for lifting devices, Spare parts for lifting devices
EC004260 | EG020079 | Hand pump (hydraulic) | 3 |  | Hand pump (hydraulic)
EC004262 | EG020070 | Convector pit inlay frame | 2 |  | Convector pit inlay frame, Convector pit mounting frame, Inlay frame, Surface mounting frame convector
EC004265 | EG000032 | Controller for home automation systems | 2 |  | Controller for domotic applications, Controller for domotica applications, Controller for home automation systems, Domotic box, Domotica box, Home automation box
EC004266 | EG000047 | Plug protection box | 2 |  | Plug connection box, Plug protection box, Protection box
EC004269 | EG020081 | Hygiene-flushing box/flushing device | 2 |  | Hygiene-flushing box / flushing device, Hygiene-flushing box/flushing device
EC004270 | EG020081 | Drinking water cooler/circulator | 2 |  | Cold water circulation, Cold water circulation / drinking water cooling, Drinking water cooler/circulator, Drinking water cooling, PWC-C / Drinking water cooling
EC004272 | EG020053 | Accessories/spare parts for gas powered tools | 2 |  | Accessories and spare parts for gas powered tools, Accessories for gas powered tools, Accessories/spare parts for gas powered tools, Gas cartridge, Mounting tool, Spare part for gas powered tools, Spare parts for gas powered tools
EC004273 | EG020086 | Tapping drill set | 3 |  | Hand thread drill set, Tapping drill set, Thread cutting tool assortment, Thread drill selection, Thread drill set, Thread tool selection, Thread tool set
EC004275 | EG020012 | Lever pick | 3 |  | Dietrich, Lever lock, Lever pick, Ratchet brace
EC004276 | EG020060 | Wood chisel set | 2 |  | Butt chisels set, Mortise chisel set, Wood chisel set
EC004277 | EG020030 | Drawing template | 3 |  | Digits assortment, Drawing sign, Drawing template, Floor marking stencil, Letter assortment, Letters and digits assortment, Road marking stencils, Sign template, Stencils
EC004278 | EG020016 | Magnetic holder | 3 |  | Blind hole magnet, Magnetic holder, Magnetic lifter
EC004280 | EG020053 | Accessories/spare parts for stamping tool | 2 |  | Accessories for stamping tool, Accessories/spare parts for stamping tool, Embossing unit, Punch wheel, Spare part for stamping tool, Spare parts for stamping tool, Steel type holder, Steel types, single
EC004281 | EG020033 | Paint mixing machine | 3 |  | Color mixing system, Colour mixing machine, Colour mixing system, Paint mixing machine
EC004282 | EG020041 | Melting tool (electric) | 3 |  | Hard wax smelter, Melting device (electric), Melting tool (electric)
EC004283 | EG020042 | Wire twisting pliers | 3 |  | Wire twisting pliers
EC004284 | EG020043 | Special screwdriver | 2 |  | Special screwdriver, Three-wing screwdriver
EC004285 | EG020043 | Outside square screwdriver | 2 |  | Outside square screwdriver, Square-head screwdriver
EC004288 | EG020010 | Pickaroon | 3 |  | Hand lumber pick, Picaroon, Pickaroon
EC004289 | EG000040 | Sous-vide cooker | 2 |  | Immersion heater, Low temperature cooker, Sous Vide Cooker, Sous-vide cooker, SousVide Cooker, SousVide-Cooker
EC004290 | EG015410 | Terminal for electricity and water | 3 |  | Cabinet for tap/electricity supply, Camping pitch power pole, Camping pitch water pole, Camping terminal, Camping water and power terminal, Campsite water and power terminal, Campsite/marina water and power terminal, Caravan park water and power terminal, Caravan pitch socket-outlet, Electrical terminal, Terminal for electrical power and water, Terminal for electricity and water, Water point
EC004291 | EG000030 | Cable junction box for light pole | 3 |  | Cable junction box for light pole, Lamppost box, Lightpole box
EC004293 | EG020054 | Collet chuck | 3 |  | Collet, Collet chuck, Collet with double angle, Collet with length adjustability, Collet with rib, Collet with straight shoulder, Compressive collet chuck, Draw-in collet chuck
EC004294 | EG020054 | Spring clamp | 3 |  | Edge clamp for gluing, Joint gluer, Rapid seam gluer, Spring clamp
EC004295 | EG020054 | Clamping claw | 3 |  | Clamping claw, Fork clamp, Swing clamp
EC004296 | EG020054 | Accessories/spare parts for clamping tools | 3 |  | Accessories for clamping tools, Accessories/spare parts for clamping tools, Adapter body clamp, Adapter clamping arm, Adaptor body clamp, Adaptor clamping arm, Multi-angle pad, Spare part for clamping tools, Spare parts for clamping tools
EC004297 | EG020054 | Clamping jaw | 3 |  | Clamping jaw, Clamping sleeve, Deep clamping jaw, Mono block jaw, Pipe tensioning jaw, Stabilizing clamping jaw
EC004298 | EG020054 | Clamping sleeve | 3 |  | Clamping sleeve, Ferrule
EC004299 | EG020054 | Clamp set | 2 |  | Clamp set, Frame press set, Glue clamp set, Pipe clamp tension set, Welding clamp set
EC004300 | EG020054 | Magnetic chucking system | 3 |  | Magnet clamp block, Magnet clamp block/plate, Magnet clamp plate, Magnetic chucking system, Magnetic clamp block, Magnetic clamp plate
EC004301 | EG020033 | Deburring machine | 3 |  | Brush deburring tool, Deburring machine
EC004302 | EG020033 | Milling machine, stationary | 3 |  | Bracket milling machine, Copy routing machine, Milling machine, Milling machine, stationary, Rod milling machine, Round arch milling cutter, Round milling machine, Swivel mandrel milling machine, Swivel milling machine, Table milling machine, Tool milling machine, Wedge groove milling machine
EC004303 | EG020033 | Round bending machine, stationary | 3 |  | Bend machine, Bending press, Round bender, Round bending machine, Round bending machine, stationary
EC004304 | EG020082 | Smoothing trowel | 3 |  | Finisher, Floor layer's trowel, Joint trowel, Smoothing trowel, Tiler trowel
EC004305 | EG020086 | Reamer | 3 |  | Automat reamer, Cone reamer, Finishing reamer, Hand reamer, Hand taper reamer, Machine reamer, Plug-on reamer, Reamer, Taper sheeler reamer
EC004307 | EG021004 | Grinding wheel | 3 |  | Flap wheel, Grinding wheel, Lamella wheel
EC004308 | EG020063 | Accessories/spare parts for shower floor | 2 |  | Accessories for shower board, Accessories for shower floor, Accessories/spare parts for shower board, Accessories/spare parts for shower floor, Noise insulation, Spare part for shower floor, Spare parts for shower board, Spare parts for shower floor
EC004309 | EG021000 | Vibration sensor | 2 |  | Condition control sensor, Vibration sensor
EC004310 | EG020094 | Ultrasonic leak detector | 3 |  | Leakseeker, Sonic industrial imager, Ultrasonic leak detector
EC004311 | EG020092 | Mounting tool for door/window frame | 3 |  | Door clamp, Door frame brace, Door frame expander, Door frame level clamp, Mounting tool for door frame, Mounting tool for door/window frame, Mounting tool for window frame, Window aligning clamp, Window level clamp, Window mounting aid, Window mounting system
EC004312 | EG010110 | Gauge block | 3 |  | Gage block, Gauge block, Jo block, Johansson gauge, Parallel piece, Slip gauge
EC004313 | EG020053 | Power feeder for circular saws | 3 |  | Feed through device, Power feeder for circular saws
EC004314 | EG020053 | Accessories/spare parts for pipe working tool | 3 |  | Accessories for pipe cleaning tool, Accessories for pipe working tool, Accessories/spare parts for pipe cleaning tool, Accessories/spare parts for pipe working tool, Chuck jaw for flaring tool, Electrical conversion set, Electro-hydraulic pump, Electrohydraulic pump, Extension for pipe cleaning spring, Handhydraulic pump, Limit switching, Mounting workstand, Pipe cleaning drill, Pressure piece for flanging tool, Pressure regulator for pipe cleaning device/machine, Sealing set, Spare part for pipe working tool, Spare parts for pipe cleaning tool, Spare parts for pipe working tool
EC004316 | EG020014 | Jointing press (compressed air) | 3 |  | Compressed air joining pliers, Compressed air shear, Compressed air tool, Jointing press (compressed air), Power fastener
EC004317 | EG010110 | Micrometer set | 3 |  | Measuring gauge, Measuring screw, Micrometer, Micrometer gauge, Micrometer screw, Micrometer set, Outside micrometer assortment
EC004318 | EG020014 | Fold seam locker (compressed air) | 3 |  | Compressed air folding closer, Compressed air shear, Compressed air tool, Fold seam locker (compressed air)
EC004319 | EG020082 | Laying tool for parquet/laminate floor | 3 |  | Diagonal floor lay adapter, Floor lay clamp, Floor lay master, Ground laying tool, Laminate floor laying tool, Laying tool for parquet/laminate floor, Laying tool parquet/laminate floor, Parquet floor laying tool, Spacer
EC004320 | EG020054 | Seaming tool | 3 |  | Plate seaming device, Plate seaming tool, Plate tensioner, Seaming device, Seaming tool
EC004321 | EG020054 | Collet chuck set | 2 |  | Collet chuck set, Collet set, Draw-in collet chuck set
EC004322 | EG020086 | Machine expansive bit | 2 |  | Machine centre bit, Machine expansive bit
EC004323 | EG020086 | Flat spade drill bit | 2 |  | Flat drill, Flat drill bit, Flat milling drill, Flat milling wood drill bit, Flat spade drill bit, Spade drill, Spade drill bit, Spade flat drill, Spade wood bit, Wood speed drill
EC004324 | EG020086 | Step drill set | 3 |  | Deburring reamer set, Step drill set
EC004325 | EG020086 | Core drill bit set | 3 |  | Core drill bit set, Core drill set, Diamond drill set, Tile hole drill set
EC004326 | EG021004 | Polishing set | 2 |  | Polishing kit, Polishing set
EC004327 | EG020053 | Support plate for grinding tool | 3 |  | Adherence supporting plate, Rubber carrier, Rubber disc, Self-adhesive disc holder, Support pad, Support plate for grinding tool, Support plate for sanding tool, Supporting plate for grinding tool, Supporting plate for sanding tool
EC004328 | EG020053 | Accessories/spare parts for countersinking tools | 2 |  | Accessories for countersinking tools, Accessories/spare parts for countersinking tools, Counterbore holder, Guiding pin, Spare part for countersinking tools, Spare parts for countersinking tools
EC004329 | EG020086 | Accessories/spare parts for turning tools | 2 |  | Accessories for turning tools, Accessories/spare parts for turning tools, Barrel end, Center point, Center punch, Centre point, Centre punch, Clamping screw, Driving carrier, Holder, Mounting arbor, Pipe nib, Set, Spare part for turning tools, Spare parts for turning tools, Toggle lever
EC004331 | EG020086 | Facing-/boring head | 2 |  | Boring head, Facing head, Facing-/boring head, Facing/boring head
EC004332 | EG020086 | Accessories/spare parts for facing/boring head | 2 |  | Accessories for boring head, Accessories for facing head, Accessories for facing/boring head, Accessories/spare parts for facing/boring head, Boring bar, Boring bar holder, Box, Drill bit, Drilling steel, Extension rod, Lathe tool, Reducing sleeve, Shaft, Spare part for facing/boring head, Spare parts for boring head, Spare parts for facing head, Spare parts for facing/boring head
EC004333 | EG020086 | Knurling tool | 2 |  | Knurling milling tool, Knurling tool
EC004334 | EG020086 | Accessories/spare parts for knurling tool | 2 |  | Accessories for knurling tool, Accessories/spare parts for knurling tool, Adapter, Adapter bracket, Adaptor, Knurling wheel, Spare part for knurling tool, Spare parts for knurling tool
EC004335 | EG021001 | Welding magnet | 2 |  | Angle magnet, Magnet positioner, Magnetic angle, Magnetic positioner, Welding magnet
EC004336 | EG010110 | Straightedge | 2 |  | Aluminium ruler, Angle, Bevelled steel square, Edge ruler, Flat ruler, Hair angle, Marking ruler, Straightedge, Work ruler
EC004337 | EG010110 | Special measuring angle | 2 |  | Block angle, Centering flange, Centring flange, Flange angle, Flange square, Flanging angle, Hair angle, Mitre angle, Mitre square, Octagonal angle, Operating angle, Sliding bevel, Special measuring angle, Stair measuring tool
EC004338 | EG020033 | Tool preset system | 2 |  | Tool preset system, Tool presetter
EC004339 | EG020033 | Accessories/spare parts for tool preset system | 2 |  | Accessories for tool preset system, Accessories/spare parts for tool preset system, Spare part for tool preset system, Spare parts for tool preset system, Spindle reduction, Tool adapter, Tool holder, Tool mounting device, Zero setter
EC004340 | EG010110 | Centring tool | 2 |  | Centering device, Centering device for bores and shafts, Centering tool, Centering tool for bores and shafts, Centring tool
EC004341 | EG000061 | Accessories/spare parts for soldering and welding | 2 |  | Accessories for gas soldering technique, Accessories for soldering and welding, Accessories/spare parts for gas soldering technique, Accessories/spare parts for soldering and welding, Cutting insert, Handle piece, Hose burst protection, Insert, Nozzle, Pressure gauge, Pressure regulator, Reduction piece, Soldering oil, Spare part for soldering and welding, Spare parts for gas soldering technique, Spare parts for soldering and welding
EC004342 | EG000061 | Welding cable, assembled | 2 |  | Welding cable, assembled, Welding wire
EC004343 | EG020042 | Bordering pliers for welders | 2 |  | Bordering pliers for welders
EC004345 | EG000061 | Welding electrode cap | 2 |  | Welding cap, Welding electrode cap
EC004347 | EG020082 | Accessories/spare parts for painting tools | 2 |  | Accessories for coating tools, Accessories for painting, Accessories for painting tools, Accessories/spare parts for coating tools, Accessories/spare parts for painting tools, Brush holder, Spare part for painting tools, Spare parts for coating tools, Spare parts for painting tools
EC004348 | EG020082 | Painting tool set | 2 |  | Coating tool set, Paint roller set, Paint set, Paint tool set, Paintbrush set, Painting tool set
EC004349 | EG020082 | Laying tool for plaster/tiles | 2 |  | Finishing coat scraper, Grid float, Grid-formation plane, Joint straightener, Lay on for rubbing board, Laying tool for plaster/tiles, Laying tool for tiles, Rest for rubbing board, Rubbing board, Tile joint rubber, Tile wash kit, Tile washing set, Toothed strip for adhesion distribution trowel
EC004350 | EG020064 | Joint claw for laminate/parquet | 2 |  | Fixing claw for panels, Joint claw, Joint claw for laminate/parquet, Profile board claw
EC004353 | EG020082 | Corner trowel | 2 |  | Corner trowel, Finisher, Inner corner trowel, Interior wedge trowel, Joint trowel, Outer corner trowel
EC004354 | EG020086 | Indexable insert | 2 |  | Exchangeable insert, Indexable insert, Removable cutting tip, Rotatable insert
EC004355 | EG020086 | Holder for indexable inserts | 2 |  | Boring bar, Clamp turn holder, Clamping device, Drill rod, Holder for exchangeable inserts, Holder for indexable inserts, Holder for removable cutting tips, Holder for rotatable inserts
EC004356 | EG020086 | Indexable drill shank | 3 |  | Indexable drill shank, Power drill
EC004358 | EG020086 | Drilling out tool | 2 |  | Drilling out tool
EC004359 | EG020086 | Drill file rasp | 2 |  | Drill bit saw, Drill file rasp, Drill saw rasp, Milling drill, Rock drill
EC004360 | EG020053 | Special attachment for drilling machines | 2 |  | Corkscrew, Grill fan, Special attachment for drilling machines, Suction filter, Water pump
EC004361 | EG015510 | Fire hose reel cabinet (with reel and hose) | 3 |  | Fire hose reel cabinet, Fire hose reel cabinet (with reel and hose), Fire hose reel with cabinet, Fire hose with reel and cabinet
EC004363 | EG020054 | Workpiece holder | 3 |  | Helping hand, Workpiece holder
EC004365 | EG000061 | Plasma cutting machine | 1 |  | Inverter cutting system, Inverter plasma cutting system, Plasma cutting machine, Plasma cutting unit
EC004366 | EG000061 | Flame cutting torch machine | 2 |  | Flame cutting machine, Flame cutting torch machine, Hand burner cutting machine
EC004367 | EG020053 | Base station and accessories for industrial screw system | 2 |  | Barcode scanner, Base station, Base station and accessories for industrial screw system, Base station for industrial screw system, Release button, Signal light, Software
EC004368 | EG020053 | Tool holder for tooling machines | 2 |  | Chuck, Expanding chuck, Fixed tool holder, Hydraulic chuck, Hydraulic expansion chuck, Hydraulic rotation chuck, Milling jaw chuck, Short chuck, Tool holder for machine tools, Tool holder for tooling machines
EC004369 | EG020053 | Accessories/spare parts for tool holders | 3 |  | Accessories for tool holders, Accessories/spare parts for tool holders, Adjustment sleeve basic holder, Ejector, Extension, Intermediate sleeve, Milling cutter arbor, Processing head, Pull stud, Quick change insert, Sealing plug, Shaft, Shrink extension, Spare part for tool holders, Spare parts for tool holders, Spindle taper wiper, Taper drift, Taper sleeve, Tip holder, Tool holder slug
EC004371 | EG021010 | Steel trunking length | 2 |  | Distribution trunking, Lighting trunking, Metal trunking, Stainless steel trunking, Steel trunking length
EC004372 | EG021010 | Steel trunking bend | 3 |  | Distribution trunking, Lighting trunking, Metal trunking, Stainless steel trunking, Steel trunking bend
EC004373 | EG021010 | Steel trunking reducer | 2 |  | Distribution trunking, Metal trunking, Stainless steel trunking, Steel trunking reducer
EC004375 | EG021001 | Magnetic base | 2 |  | Magnetic base
EC004376 | EG020054 | Quick-change insert for clamping devices | 2 |  | Quick-change insert for clamping devices, Quick-change retainer insert, Quick-change tool holder
EC004378 | EG020042 | Sparkplug pliers | 2 |  | Pliers for sparkplugs, Spark plug pliers, Sparkplug pliers
EC004379 | EG020042 | Blacksmith pliers | 2 |  | Blacksmith pliers, Blacksmith tongs, Blacksmith' pliers, Blacksmith' tongs, Blacksmith's tong, Langbeck pliers, Wrought pliers, Wrought tongs
EC004380 | EG020042 | Log tongs | 2 |  | All-purpose grabber, Hand lifting tongs, Lifting tool, Log tongs, Logging tongs, Material gripper, Wood tongs
EC004381 | EG020042 | Glass pliers | 2 |  | Glass breaking pincer, Glass pliers
EC004382 | EG020042 | Hog ring pliers | 2 |  | Hog ring pliers, Wire eyelet pliers
EC004383 | EG010110 | Magnifying glass | 2 |  | Flap magnifier, Folding magnifier, Magnifier, Magnifying glass
EC004384 | EG010110 | Range pole | 3 |  | Building line bar, Glass fibre ranging-pole, Range pole, Range rod, Ranging pole, Wooden ranging pole
EC004385 | EG010110 | Edge-finder | 2 |  | Center finder, Center-finder, Edge sensor, Edge-finder, Internal edge tester, Laser centering device, Laser-centering-device, Wiggler, Wobbler
EC004386 | EG021000 | Height gauge | 2 |  | Digital altimeter, Digital height scriber, Digital height scriber device, Height gauge
EC004387 | EG010110 | Length measuring probe | 2 |  | Length measuring probe, Linear encoder
EC004390 | EG010110 | Thread measuring tool | 2 |  | Aid for thread calculation, Aid for thread calculation and measuring, Channel gate, Go gauge/regulating ring, Thread measuring tool
EC004391 | EG010110 | Gauge for material treatment | 2 |  | Gauge for material treatment, Grinding gauge, ISO fitting disc, Lathe tool gauge, Screw gauge
EC004392 | EG010110 | Marking gauge | 2 |  | Marking gauge, Scratch gauge
EC004393 | EG020053 | Lathe chuck | 2 |  | Chuck, Chuck clamp device, Lathe chuck, Power lathe chuck, Three-jaw lathe chuck, Wedge bar lathe chuck
EC004394 | EG020053 | Accessories/spare parts for lathe chuck | 2 |  | Accessories for lathe chuck, Accessories/spare parts for lathe chuck, Base plate, Chip protection, Face plate, Flange, Lathe chuck jaw, Pinion, Set-screw, Spare part for lathe chuck, Spare parts for lathe chuck, Steel arbor, Unscrewing device
EC004396 | EG020054 | Zero-point clamping system | 2 |  | Zero-point clamping system
EC004397 | EG020054 | Adaptor for machine clamping tools | 2 |  | Adapter for machine clamping tools, Adaptor for machine clamping tools, Adjustment bush, Adjustment bush nut, Depth stop, Extension bush, Reducing bush, Reducing insert
EC004398 | EG020016 | Accessories/spare parts for wheels and tyres | 2 |  | Accessories for wheels and tyres, Accessories/spare parts for wheels, Accessories/spare parts for wheels and tyres, Adjusting ring, Axle, Axle support, Hose, Lock washer, Spare part for wheels and tyres, Spare parts for wheels and tyres
EC004399 | EG020010 | Grit spreader | 2 |  | Grit spreader, Grit trolley
EC004400 | EG020024 | Attachment for forklift trucks | 2 |  | Attachment for forklift trucks, Busbars fork, Crane arm, Crane hook traverse, Crane platform, Crane working platform, Fork extension, Forklift attachment, Forklift working platform, Load hook, Loading traverse, Shovel, Snow pusher, Stacker shovel, Stacker snow pusher, Telescopic handler, Telescopic loader, Work basket, Working platform
EC004401 | EG020016 | Hydraulic vehicle lifter | 3 |  | Hydraulic car lift, Hydraulic vehicle lifter
EC004403 | EG021005 | Webbing belt | 2 |  | Belt webbing, Handle belt, Webbing, Webbing belt, Webbing set
EC004404 | EG020012 | Screw-in insert nut | 2 |  | Drill-in sleeve, Screw-in insert nut, Screw-in nut, Screwed insert, Threaded insert
EC004405 | EG019710 | Joint sealing band | 3 |  | Expansion joint strip, Joint sealing band, Joint sealing tape, Joint tape, PVC waterstop, Rubber joint seal, Water seal strip
EC004406 | EG021005 | Accessories/spare parts for webbing belts | 2 |  | Accessories for webbing belts, Accessories/spare parts for webbing belts, Accessories/spare parts for webbings, Belt buckle, Carabine hook, Spare part for webbing belts, Spare parts for webbing belts
EC004407 | EG020056 | Weep hole vent | 3 |  | Bee biter, Bee-biter, Brick weep hole vent, Wall weep vent, Weep hole vent, Weep ventilation
EC004408 | EG015240 | Subfloor vent duct | 3 |  | Crawl space ventilation duct, Flexible pipe, Floor ventilation duct, Periscope, Straight pipe, Subfloor vent duct, Telescopic under floor ventilator, Telescopic underfloor vent, Underfloor vent, Underfloor vent duct, Underfloor ventilation duct, Underfloor wall ventilation
EC004409 | EG020003 | Masonry protection profile | 3 |  | Clamp wall coping profile, Masonry protection profile, Wall coping profile
EC004412 | EG020035 | Bottle for liquids | 2 |  | Balloon, Bottle, Bottle for liquids, Insulated bottle
EC004413 | EG019810 | Cleaning trolley | 2 |  | Cleaning trolley, Cleaning trolley set
EC004414 | EG010340 | Carrier roller | 3 |  | Ball caster rack, Carrier roller, Conveyor roller, Plastic carrying roll, Plastic roll
EC004415 | EG020016 | Ball caster | 2 |  | Ball caster
EC004416 | EG010340 | Ball caster table | 2 |  | Ball caster table, Ball table
EC004417 | EG010340 | Wheel conveyor | 2 |  | Wheel conveyor
EC004418 | EG010340 | Roller conveyor | 2 |  | Box roller conveyor, Conveyor, Roller conveyor, Roller track, Small roller conveyor
EC004419 | EG010340 | Accessories/spare parts for cargo conveyor | 2 |  | Accessories for cargo conveyor, Accessories/spare parts for cargo conveyor, Coupling piece, Spare part for cargo conveyor, Spare parts for cargo conveyor, Under frame
EC004420 | EG020016 | Accessories/spare parts for transport trolley | 2 |  | Accessories for transport trolley, Accessories/spare parts for transport trolley, Spare part for transport trolley, Spare parts for transport trolley, Steering wheel, Wheelbarrow basin
EC004421 | EG020024 | Forklift truck | 2 |  | Electric lift truck, Forklift, Forklift truck, Hand winch lift truck, High-lift truck, Hydraulic elevator, Industrial truck, Lift truck, Pedestrian stacker, Stacker
EC004422 | EG020012 | Accessories/spare parts for furniture foot | 1 |  | Accessories for furniture foot, Accessories/spare parts for furniture foot, Bushing, Height adjuster, Screw-on plate, Spare part for furniture foot, Spare parts for furniture foot
EC004423 | EG020059 | Component for drawer | 2 |  | Back panel, Back panel connector, Back panel profile for cutting to length, Component for drawer, Drawer element, Drawer front, Drawer front connector, Drawer lengthway partition, Drawer partition, Drawer side profile, Drawer side set left/right, Drawer side with intake for design element, Internal drawer front, Internal drawer front for cutting to length, Internal front connector, Internal front with intak for design element, Longitudinal partition, Railing bar, Railing connector, Rear panel
EC004424 | EG020059 | Accessories/spare parts for drawer | 3 |  | Accessories for drawer, Accessories/spare parts for drawer, Adapter, Adaptor, Border for siphon cutout, Catch for internal front, Connection for thin front panels, Connector for thin front panels, Cover cap, Cover profile, Cover profile / design profile, Covering cap/ornamental cap, Design cap, Design profile, Distance piece, Drawer lighting, Drawer side profile cover, Front panel adjuster, Glas element, Glass element, Height adjustable leg with mount for plinth drawer, Height adjustable leg with mount for plinth drawers, Illumination for drawer, Perforated plate, Separating partition, Separation pin, Spare part for drawer, Spare parts for drawer, Stabiliser, Stabilizer, Surround for U-bend cutout, Synchronisation, Top element
EC004425 | EG020046 | Bridging step | 2 |  | Bridge, Bridging step
EC004426 | EG020030 | Paperclip | 2 |  | Paper clip, Paperclip
EC004427 | EG015120 | Mobile filling station | 2 |  | Filling station for interior use, Mobile filling station
EC004428 | EG010340 | Loading ramp | 2 |  | Access ramp, Loading ramp
EC004429 | EG015120 | Accessories/spare parts for filling station | 2 |  | Accessories for filling station, Accessories/spare parts for filling station, Filter, Hose, Sight flow glass, Spare part for filling station, Spare parts for filling station
EC004430 | EG017960 | Showcase | 2 |  | Display case, Flat showcase, Glass cabinet, Showcase
EC004431 | EG010110 | Marking device | 3 |  | Hand marker, Hand marking device, Marking Trolley, Marking device, Marking rod, Wheel marking device
EC004432 | EG020012 | Accessories/spare parts for room divider | 2 |  | Accessories for room divider, Accessories/spare parts for room divider, Column fixing, Spare part for room divider, Spare parts for room divider, Support
EC004433 | EG020035 | Curtain | 2 |  | Curtain, Panel-track curtain, Standard, Strip curtain
EC004434 | EG020030 | Book support | 2 |  | Book holder, Book support, Bookend
EC004435 | EG020059 | Component for expansion (rack element) | 2 |  | Accessories for shelving rack, Axle for cable drum, Axle unit for cable drums, Cable drum axle, Cable drum axle housing, Component for expansion (rack element), Component for installation (rack element), Diagonal cross, Drop-file extension, End frame safety extension, Enhancement for end post, Partitioning material for cabinet, Rack shelf divider, Shelf divider, Shelving rack accessory, Suspension filing system, Tie hanger, Tie holder
EC004436 | EG020059 | Component for installation (rack element) | 2 |  | Component for arrangement (rack element), Component for installation (rack element), Cross-beam, Distance piece, Profile, Rack profile, Rack traverse, Spacer for shelf, Spacer nut
EC004437 | EG017960 | Desk | 1 |  | Desk, Desktop, Extension table, Monitor work table, Monitor workplace, Printing table, Work desc, Writing desk
EC004438 | EG020016 | Table trolley | 3 |  | Carriage and work table, Lift truck, Skateboard, Table trolley
EC004439 | EG020045 | Nail assortment box | 3 |  | Nail assortment box, Steel nail assortment
EC004440 | EG020064 | Timber connector | 2 |  | Press-in plug, Ring angle plug, Timber connector
EC004441 | EG021006 | Taper pin | 2 |  | Center grooved pin, Cylinder pin, Grooved dowel pin, Grooved taper pin, Half-length taper grooved pin, Taper pin, Tapered dowel pin
EC004442 | EG021001 | Mounting strap dispenser | 2 |  | Installation strap dispenser, Mounting strap dispenser, Perforated plates dispenser, Tape dispenser
EC004443 | EG020064 | Cramp iron | 3 |  | Construction clamp, Cramp iron, Scaffold clamp
EC004444 | EG020064 | Angle bracket | 3 |  | Angle bracket, Angle connector, Concrete angle, Concrete bracket, Connection angle, Perforated plate angle, Steel bracket, Wood construction screw
EC004445 | EG010110 | Dowel centre set | 2 |  | Dowel centre set, Dowel drill centre point set, Dowel drill centre set, Plug inserter set
EC004446 | EG020064 | Gerber connector | 2 |  | Cantilever bracket, Gerber connector, Longitudinal connector, Timber beam connector, Wood beam connector, Wood connector
EC004447 | EG020064 | Knag angle | 2 |  | Knag angle, Knag bracket, Timber beam angle, Wood angle, Wood beam angle
EC004449 | EG020064 | Post foot | 3 |  | Pillar base, Pole foot, Pole support, Post foot, Post support, Support shoe
EC004450 | EG020064 | Plaster hook | 2 |  | Concrete hook, Plaster hook
EC004451 | EG021006 | Metal ring | 2 |  | Crib ring, Cribs ring, Metal ring
EC004452 | EG015140 | Hydrocyclone filter | 1 |  | Hydrocyclone filter, Hydrocyclone filter with tank
EC004453 | EG017960 | Shoe rack | 1 |  | Shoe rack
EC004456 | EG015140 | Polyphosphate dispenser | 1 |  | Polyphosphate dispenser
EC004464 | EG015510 | Temporary rainwater downpipe | 1 |  | Rainwater hose, Temporary downpipe, Temporary rainwater downpipe, Temporary rainwater hose
EC004466 | EG020042 | Tile levelling pliers | 2 |  | Tile leveling plier, Tile levelling plier, Tile levelling pliers
EC004467 | EG015540 | Soil pipe manifold | 2 |  | Soil manifold, Soil pipe manifold, Waste inlet manifold, Waste manifold
EC004468 | EG020059 | Clothes hook | 3 |  | Clap hook, Clothes hook, Door hook, Hat hook, Wall hook
EC004469 | EG015410 | Accessories/spare parts for terminal for electricity and water | 3 |  | Accessories for terminal for electricity and water, Accessories/spare parts for campsite/marina water and power terminal, Accessories/spare parts for terminal for electricity and water, Door, Fastening parts/-set, Fundament, Key, Lock, Pole, Spare part for terminal for electricity and water, Spare parts for terminal for electricity and water, Terminal profile
EC004471 | EG020059 | Laundry drop system | 2 |  | Cover, Insertion through, Laundry bag, Laundry chute system, Laundry drop system, Mounting kit, Pipe, Throw-in slot
EC004472 | EG020070 | Accessories/spare parts for heat emitter | 3 |  | Accessories for heat emitter, Accessories/spare parts for IR panel, Accessories/spare parts for heat emitter, Accessories/spare parts for heated emitter, Accessories/spare parts for infrared heater, Accessories/spare parts for infrared radiation panel, Accessories/spare parts for radiant heat emitter, Accessories/spare parts for radiant heating emitter, Ceiling fixing kit, Floor stand, Lifting device controller, Lifting system, Lifting system connecting device, Lifting system controller, Mounting box, Mounting bracket, Mounting frame, Mounting housing, Mounting plate, Remote controller, Spare part for heat emitter, Spare parts for heat emitter, Tripod, Weather protection shield
EC004473 | EG021004 | Sanding grit block | 3 |  | Abrasive block, Abrasive rubbing block, Grinder sponge, Grinding sponge, Oxide block, Sanding block, Sanding grit block, Sanding sponge, Scrubber sponge, Sponge scourer, Sponge scourers
EC004474 | EG020001 | Control cabinet for the utility sector | 2 |  | Control cabinet, Control cabinet for energy supply, Control cabinet for the utility sector, Distribution board for the utility sector, Distribution cabinet for energy supply, Distribution cabinet for the utility sector
EC004475 | EG020001 | Accessories/spare parts for control cabinet for the utility sector | 1 |  | Accessories for control cabinet for the utility sector, Accessories for control cabinets, Accessories/spare parts for control cabinet for the utility sector, Accessories/spare parts for control cabinets, Antenna, Antenna bracket, Components for lace up technique, Fastenings, Spare part for control cabinet for the utility sector, Spare parts for control cabinet for the utility sector
EC004476 | EG020001 | Spark gap for overvoltage protection | 2 |  | Spark gap for overvoltage protection, Spark gap for overvoltage protection 1>36kV
EC004477 | EG020001 | Overvoltage protection central point < 1 kV | 2 |  | Overvoltage protection central point, Overvoltage protection central point < 1 kV
EC004478 | EG019810 | Snow shovel | 3 |  | Snow pusher, Snow shovel
EC004479 | EG021000 | Tester for rotating machines | 2 |  | Motor tester, Rotating machine tester, Tester for rotating machines
EC004480 | EG020070 | Fan-assisted radiator | 3 |  | Convector / panelradiator, Convector heater with forced circulation, Fan assisted radiator, Fan-assisted radiator
EC004482 | EG015280 | Control unit for electrical radiators | 1 |  | Control unit for electrical heaters, Control unit for electrical heaters and radiators, Control unit for electrical radiators, Receiver, Slave module, Thermostat
EC004483 | EG020081 | Break tank station | 3 |  | Booster unit, Break tank station
EC004484 | EG015530 | Pre-insulated metal pipe | 2 |  | Heatpump piping set, Pre-insulated metal pipe, Pre-insulated steel pipe, Pre-insulated steel pipe set, Pre-insulated underground tube set
EC004485 | EG020050 | Water meter | 3 |  | Water gauge, Water meter, Water quantity meter
EC004486 | EG000046 | Laces | 2 |  | Laces, Shoe laces
EC004487 | EG000046 | Insoles | 2 |  | Comfort insole, Correction insole, Foot support, Footsupport, Inserting sole, Insoles, Insoles footsupport, Support insole
EC004489 | EG020093 | Power quality recorder | 3 |  | Multifunctional power recorder, PQI, Power analyzer, Power monitoring device, Power quality device, Power quality instrument, Power quality meter, Power quality recorder
EC004490 | EG017640 | Instantaneous electric shower | 1 |  | Instantaneous electric shower
EC004491 | EG021010 | Steel trunking tee | 3 |  | Gusset tee, Offset tee, Square tee, Steel trunking tee
EC004492 | EG017110 | Accessories/spare parts for bath tub/whirl system | 3 |  | Accessories for bath tub/whirl system, Accessories/spare parts for bath tub and whirl system, Accessories/spare parts for bath tub/whirl pool system, Accessories/spare parts for bath tub/whirl system, Anchor for bath tub, Built-in set, Cleaning material, Entry aid, Entry aid for bath tub, Installation set, Lighting, Noise insulation, Repair kit, Seal, Sealing, Sound system, Spare part for bath tub/whirl system, Spare parts for bath tub/whirl system, Tub anchor, Wall connection
EC004493 | EG021010 | Steel trunking crossover | 2 |  | Intersection, Steel trunking crossover
EC004494 | EG021010 | Steel trunking change face unit | 2 |  | Steel trunking change face unit
EC004495 | EG015120 | Accessories/spare parts for storage tank, pressureless | 3 |  | Accessories for storage tank, pressureless, Accessories storage tank, pressureless, Accessories/spare parts for storage tank, pressureless, Base frame, Buoyancy protection, Closing cap, Condensing vessel, Dispensing system, Filling system, Filling system basic unit, Filling system extension for angular arrangement, Filling system extension for block arrangement, Filling system extension for row installation, Flexible suction pipe, Fluid protection, Fuel cap, Fuel level indicator, Leakage probe, Leakage warning device, Limit value transmitter, Sensor probe, Sounding pipe closure, Spare part for storage tank, pressureless, Spare parts for storage tank, pressureless, Stuffing gland, Tank drain fitting, Ventilation hood
EC004496 | EG021010 | Steel trunking bell mouth fitting | 2 |  | Steel trunking bell mouth fitting
EC004497 | EG021010 | Steel trunking end cap | 2 |  | Steel trunking end cap
EC004498 | EG021010 | Steel trunking connector | 2 |  | Coupler fixed length, Extension coupler, Fitting to fitting adaptor, Flanged connector, Steel trunking connector
EC004499 | EG019710 | Steel stud profile | 3 |  | Dry wall metal stud, Steel stud for wall/ceiling, Steel stud profile, Steel stud track
EC004500 | EG020045 | Plastic foil nail | 3 |  | Damp foil nail, Foil nail, Insulation foil nail, Multi foil nail, Plastic foil nail, Plastic insultation foil nail
EC004501 | EG020081 | Backflow preventer | 3 |  | Backflow preventer, Mechanical disconnector, System separator, System seperator
EC004502 | EG015640 | Accessories/spare parts for bypass valve water softener | 2 |  | Accessories for bypass valve water softener, Accessories/spare parts for bypass valve water softener, Connection set, Gasket set, Hose, S-coupling, Set of couplings, Spare part for bypass valve water softener, Spare parts for bypass valve water softener, Valve spindle upper part
EC004503 | EG015810 | Temperature safety relief valve | 2 |  | BVTS thermal safety relief valve, Temperature controlled safety valve, Temperature safety relief valve, Temperature safety relief valve for solid fuel, Temperature safety valve, Thermal flow protection, Thermal safety relief valve
EC004504 | EG020063 | Double wall/built-in element washbasin with flush-mounted element | 3 |  | Double wall/built-in element washbasin with flush-mounted element
EC004505 | EG000040 | Food processor with cooking function | 1 |  | Automatic cooking machine, Automatic food processor, Cooking processor, Food processor with cooking function
EC004507 | EG000055 | Photovoltaics roof tile | 2 |  | Photovoltaics roof tile, Roof tile, Roof tile plate, Roof tile with solar cells, Solar collector roof tile, Solar roof tile, Solar roof tile panels, Solar tile
EC004508 | EG000010 | Acoustic partitioning box for cables | 2 |  | Acoustic box, Acoustic partitioning box for cables
EC004511 | EG015140 | Fuel oil filter | 2 |  | Fuel oil filter, Heating oil filter
EC004512 | EG015140 | Tap water filter (built-in) | 2 |  | Cartridge filter, Exchangeable filter, House connection filter, Spin-on filter with pressure reducer, Tap water filter (built-in)
EC004513 | EG019610 | Roof finial | 2 |  | Ridge tile finial, Roof finial, Roof ornament, Roof tile finial, Roof tile ornament
EC004515 | EG015410 | Accessories/spare parts for district heat transfer station | 3 |  | Accessories for district heat transfer station, Accessories/spare parts for district heat transfer station, Accessories/spare parts for dwelling station, Ball valve connection set, Built-in housing, Carcass mounting-set, Connection set, Conversion kit water meter, Extension module, Fitting piece, Flow regulator, Flushing and mounting bridge, Plug for temperature sensor, Renovation frame, Return temperature limiter set, Spare part for district heat transfer station, Spare parts for district heat transfer station, Surface mounted housing, Surface mounting housing, Temperature control set, Temperature sensor, Thermal insulation shell, Wiring set
EC004516 | EG019610 | Dry verge for gable/barge | 2 |  | Ceramic Fascia board, Connection verge for gable/barge, Dry verge for gable/barge, Gable connection verge
EC004517 | EG020061 | Intermediate section for floor drain | 3 |  | Intermediate section for floor drain
EC004518 | EG000013 | Fused connection unit | 2 |  | FCU, Fused connection unit
EC004519 | EG020073 | Feed-through pipe (marine/offshore) | 3 |  | Deck fitting, Feed-through pipe (marine/offshore), Feed-through pipe, stainless steel (marine/offshore), Marine drain penetration, Penetration pipe, Penetration pipe (marine/offshore), Penetration with flange, Penetration with sleeve, Pipe penetration (marine/offshore), Pipe penetration seal (marine/offshore), Weld on penetration pipe
EC004524 | EG015810 | Thermal shut-off device (gas) | 3 |  | Thermal shut-off device, Thermal shut-off device (gas), Thermal shut-off valve, Thermally activated shut-off device
EC004525 | EG020069 | Gas flow monitor | 3 |  | Gas flow monitor
EC004527 | EG020086 | Accessories/spare parts for core drill bit | 2 |  | Accessories for core drill bit, Accessories/spare parts for core drill bit, Ring segment, Single segment, Spare part for core drill bit, Spare parts for core drill bit
EC004528 | EG015540 | Gas meter connecting piece | 3 |  | Gas meter connecting piece, Gas meter connector
EC004529 | EG015540 | Gas socket | 3 |  | Gas socket
EC004530 | EG015510 | Gas hose (push connection) | 2 |  | Gas hose, Gas hose (push connection), Self-fastening gas hose
EC004531 | EG000010 | Warning mesh (cables and underground application) | 3 |  | Warning mesh (cables and underground application), Warning mesh devices for underground cables and pipelines
EC004532 | EG020077 | Underground connection pit for cables/pipes | 2 |  | Cable underground connection pit, Collector pipe underground connection pit, Underground connection pit for cables, Underground connection pit for cables/pipes, Underground connection pit for collector pipes, Underground connection pit for optical fibre, Underground connection pit for pipes
EC004534 | EG020070 | Towel radiator (hybrid) | 3 |  | Bath towel radiator, Dual towel drying radiator, Electric towel drying radiator, Hot water towel drying radiator, Hybrid towel drying radiator, Mixed towel drying radiator, Towel drying radiator (electric and CH), Towel drying radiator (electric and hot water), Towel drying radiator (hybrid), Towel radiator (hybrid), Towel rail radiator, Towelwarmer
EC004535 | EG020086 | Carbide burrs | 2 |  | Carbide burrs
EC004536 | EG020089 | Accessories/spare parts for solar compact installation | 3 |  | Accessories for solar compact installation, Accessories for solar pump group, Accessories for solar thermal station, Accessories/spare parts for solar compact installation, Complementary mounting set, Connection set for refill pump, Controller insert block, Locking bracket, Pressure gauge, Spare part for solar compact installation, Spare parts for solar compact installation, Thermometer, Ventilator cord, Ventilator pot, Volume flow sensor, Wall mount
EC004537 | EG020086 | Carbide burrs set | 2 |  | Carbide burrs set
EC004538 | EG021010 | Accessories/spare parts for steel trunking | 2 |  | Accessories for steel trunking, Accessories/spare parts for steel trunking, Earthing connection, Edging strip, Girder clamp, Hanger, Hook, IP4X cover strap, Joint sealing piece for IP4X, Joint sealing strap for IP4X conformity, Klik socket adaptor, Lighting trunking accessories, Metal trunking accessories, Pin rack, Pull switch adaptor, Socket adaptor, Spagnolet, Spare part for steel trunking, Spare parts for steel trunking, Steel trunking accessories, Suspension unit for luminaires
EC004539 | EG020049 | Heat pump air ventilation system with hot tap water production | 3 |  | Air heater, Air sourced heatpump, Air to air heatpump, Heat pump, Heat pump (air/air), Heat pump air ventilation system, Heat pump air ventilation system with hot tap water production, Heating heat pump, Pump, Residential air heater, Ventilation appliance
EC004540 | EG015230 | Liquid mix vessel with filling pump | 3 |  | Liquid mix vessel with filling pump, Liquid mixing vessel with filling pump, Mixing vessel, Mixing vessel with filling pump, Mixing/filling vessel
EC004541 | EG000039 | Drying cabinet | 2 |  | Drying cabinet
EC004542 | EG020063 | Double wall/built-in element wall-hung toilet/bidet/washbasin | 3 |  | Double wall/built-in element wall-hung bidet, Double wall/built-in element wall-hung closet, Double wall/built-in element wall-hung closet / bidet / washbasin, Double wall/built-in element wall-hung closet/bidet/washbasin, Double wall/built-in element wall-hung toilet/bidet/washbasin, Double wall/built-in element wall-hung washbasin
EC004543 | EG021007 | Connection set for wall duct | 2 |  | Connection kit for wall duct, Connection set for wall duct, Device set for wall duct, Workplace kit for wall duct, Workplace set for wall duct
EC004544 | EG017610 | Water tap system | 3 |  | Boiled water tap, Boiling water faucet, Boiling water tap, Cooker, Cooled water tap, Filtered water tap, Sparkling water tap, Tap water boiler, Water system, Water tap system
EC004545 | EG015640 | Accessories/spare parts for water tap systems | 2 |  | Accessories for water systems, Accessories for water tap systems, Accessories/spare parts for water systems, Accessories/spare parts for water tap systems, Adapter, Adaptor, Boiler, Cleaning cartridge, Filter, Spare part for water tap systems, Spare parts for water tap systems
EC004546 | EG020077 | Drain pipe support for concrete floor | 2 |  | Drain pipe support for concrete floor, Drianpipe fixture, Sewage pip fixture
EC004547 | EG015540 | Plug stop for fitting | 2 |  | Blanking plug, Plug stop for fitting
EC004548 | EG020063 | Accessories/spare parts for flush actuator flushing system | 3 |  | Accessories for flush actuator flushing system, Accessories/spare parts for flush actuator flushing system, Adapter, Adaptor, Battery compartment, Connecting cord, Connection cable, Construction protection, Extension cable, Extension cable adapter, Extension cable adaptor, Extension set, Insertion through, Installation frame, Junction box, Radio receiver, Radio receiver module, Remote release, Shell protection, Spare part for flush actuator flushing system, Spare parts for flush actuator flushing system, Throw-in slot, Transformer
EC004552 | EG000019 | Residual current monitoring relay with transformer | 1 |  | Integrated residual current monitoring relay, Residual current monitoring relay with transformer
EC004555 | EG015410 | Accessories/spare parts for hydraulic control station | 3 |  | Accessories for hydraulic control station, Accessories/spare parts for hydraulic control station, Accessories/spare parts for pump unit, Bypass plug, Connection piece, Connection set heat meter, Control terminal strip unit, Distance piece, Fitting or transition piece, Flange pipe, Four-way mixer, Gasket set, Lock-out device, Overflow device, Regulation piece, Setting group, Spare part for hydraulic control station, Spare parts for hydraulic control station, Temperature controller set, Thermal flow protection, Thermal insulation, Thermometer, Three-way mixer, Wall mount
EC004556 | EG000020 | HRC fuse | 2 |  | HRC fuse, HRC fuse with bolted, offset blade or flush end connections
EC004558 | EG015810 | Low water safety | 3 |  | Low pressure safety, Low water indicator, Low water pressure safety, Low water safety, Low water security, Water level meter
EC004559 | EG015640 | Accessories/spare parts for low water safety | 1 |  | Accessories for low water safety, Accessories/spare parts for low water indicator, Accessories/spare parts for low water safety, Accessories/spare parts for water level meter, Float, Spare part for low water safety, Spare parts for low water safety, Switch unit, Testing pin
EC004560 | EG015540 | Built-in piece with connection flange for tap water treatment devices | 1 |  | Built-in piece with connection flange for tap water treatment devices, Connection flange for, Connection flange for anti chalk system, Connection flange for dosing pump, Connection flange for leakage protection, Connection flange for water filter, Tap water connection piece
EC004563 | EG015640 | Accessories/spare parts for temperature safety relief valve | 1 |  | Accessories for temperature safety relief valve, Accessories/spare parts for temperature safety relief valve, Accessories/spare parts for thermal flow protection, Gland, Heat sensor, Housing, Immersion tube, Piston, Screw cap, Screw cover, Sensor, Spare part for temperature safety relief valve, Spare parts for temperature safety relief valve, Spring, Thermowell
EC004565 | EG015140 | Accessories/spare parts for air-/dirt separator | 3 |  | Accessories for air-/dirt separator, Accessories/spare parts for air-/dirt separator, Accessories/spare parts for heating filter, Back flush hand wheel, Ball valve, Bezel, Bracket, De-aeration, Driving carrier, Filter, Filter round brush, Flange, Gasket set, Hand wheel, Insulation shell, Magnet, Scale ring, Spare part for air-/dirt separator, Spare parts for air-/dirt separator
EC004566 | EG020078 | Hydrophore | 2 |  | Hydrophore, Pressure vessel, Tap water pressure vessel
EC004568 | EG000046 | Electrical insulating glove | 3 |  | Electrical insulating glove, Insulating glove, Insulating glove IEC 60903
EC004570 | EG015640 | Accessories/spare parts for backflow preventer | 3 |  | Accessories for backflow preventer, Accessories/spare parts for backflow preventer, Adapter, Adaptor, Barrier, Check ball valve, Closure, Control unit, Drain funnel, Exchange system separator, Funnel insert, Key, Non-return valve cartridge, Pressure reducer cartridge, Seal, Sealing, Sealing clamp, Service case for BA exam, Service case for BA testing, Service tool, Shut-off check valve, Sieve, Spare part for backflow preventer, Spare parts for backflow preventer, System separator cartridge, Test screw connection, Top, Valve spindle upper part
EC004571 | EG015140 | Accessories/spare parts for water softener | 3 |  | Accessories for water softener, Accessories/spare parts for water softener, Adapter connection for hose extension, Adaptor connection for hose extension, Armored hose, Automated control module, Blending valve, Bypass valve, Cabinet, Cabinet cover, Cable harness, Chlorine cell, Control, Control head, Control head cover, Control panel, Control unit, Cover, Drain angle, Drain funnel, Drive piston, Drive unit, Dry reed contact, Extension flange cable, Extension for flange cable, Garden strand, Hose, Magnetic valve, Mains plug, Maintenance kit, Optical eye, Outlet valve for untreated water, Overflow hose, PCB, PCB (Printed Circuit Board), Pressure sensor, Regeneration cartridge, Regeneration salt, Resin bottle, Salt container, Sealing set, Spare part for water softener, Spare parts for water softener, Turbine
EC004572 | EG020078 | Accessories/spare parts for central heating refill installation | 2 |  | Accessories for central heating refill installation, Accessories/spare parts for central heating refill installation, Accessories/spare parts for heating water treatment, Calibration solution, Cartridge adapter, Cartridge adaptor, Cartridge for demineralization, Cartridge for demineralization and pH stabilization, Cartridge for water softening, Conductivity sensor, Connection set, Exchange granules for demineralization, Exchange granules for demineralization and pH stabilization, Exchange granules for water softening, Hose set, Pressure reducer cartridge, Screw connection, Shut-off handle, Spare part for central heating refill installation, Spare parts for central heating refill installation, System separator cartridge, Trolley
EC004573 | EG015540 | Accessories/spare parts for pipe-in-pipe system | 3 |  | Accessories for pipe-in-pipe system, Accessories pipe-in-pipe system, Accessories/spare parts for pipe-in-pipe system, Accessories/spare parts pipe-in-pipe system, Bellow sleeve, Bracket for distributor, Drainage bend, Drainage bent, Edge cutter for pipe-in-pipe junction box, Extension neck, Fixing plate for protective tube, Housing feed-through nipple, Jointing sleeve for protective tube, Leg support, Nail/screw protection plate, Nial protection plate, Outlet cover for drainage, Pipe brolly (umbrella), Pipe pulling tool, Pipe replacement connection, Pipe tip, Screw protection plate, Sealing plug, Spare part for pipe-in-pipe system, Spare parts for pipe-in-pipe system, Spare parts pipe-in-pipe system, Spray guard, Strike plate for protective tube, Strike/fixing plate for protective tube
EC004574 | EG000046 | Electrical insulating footwear | 3 |  | Boot, Clog, Electrical insulated boot, Electrical insulated footwear, Electrical insulated shoe, Electrical insulating boot, Electrical insulating footwear, Electrical insulating shoe, Insulating boot, Safety shoe with insulating sole, Safety shoes with insulating sole, Sandal, Shoe
EC004575 | EG000046 | Electrically insulating overshoe | 2 |  | Electrically insulating overshoe
EC004577 | EG020079 | Split-case pump | 3 |  | Split case pump, Split casing pump, Split-case pump
EC004578 | EG020069 | Thermal insulation for valve | 3 |  | Thermal insulation for valve
EC004580 | EG020051 | Accessories/spare parts for wall rail adapted sanitary fittings | 2 |  | Accessories for wall rail adapted sanitary fittings, Accessories/spare parts for wall rail adapted sanitary fittings, Accessories/spareparts for wall rail adapted sanitary fittings, Conversion kit for vertical/horizontal movement, Cupboard/shelve fitting bracket, Rail glider, Shower mixer bracket, Spare part for wall rail adapted sanitary fittings, Spare parts for wall rail adapted sanitary fittings, Track stop
EC004581 | EG020016 | Boundary post | 3 |  | Barrier bollard, Barrier line holder, Barrier post, Barrier rope holder, Belt barrier stand, Boundary post, Chain pillar, Road signage, Safety barrier post, Safety boundary post, Stainless steel post, String post, Traffic management
EC004582 | EG020048 | Low voltage dry type transformer | 2 |  | Low voltage dry type transformer
EC004584 | EG020046 | Insulating runged ladder | 2 |  | Boarding ladder, Combi ladder, Combination ladder, Electrician ladder, Extending ladder, Extensible ladder, Folding ladder, Folding-ladder, Hinged ladder, Industry ladder, Insulating ladder, Insulating runged ladder, Ladder, Multi-purpose ladder, Paring-ladder, Pilot ladder, Platform ladder, Push-up ladder, Runged ladder, Scaling ladder, Security insulating ladder, Sliding ladder, Straight ladder, Telescopic ladder
EC004585 | EG020046 | Insulating stepladder | 3 |  | Insulating stepladder, Ladder, Stepladder
EC004587 | EG000011 | Thermostat/hygrostat (enclosure/cabinet) | 2 |  | Control air conditioning (switchgear cabinet), Humidistat, Humidity switch, Hygrostat, Hygrostat (enclosure/cabinet), Hygrostat (switchgear cabinet), Thermostat, Thermostat (enclosure/cabinet), Thermostat (switchgear cabinet), Thermostat/hygrostat, Thermostat/hygrostat (enclosure/cabinet), Thermostat/hygrostat (switchgear cabinet)
EC004588 | EG000010 | Cable cleat | 2 |  | Cable cleat, Cable cleat with short circuit protection, Short circuit protective cable cleat
EC004589 | EG020048 | Mains protection device | 3 |  | Digital protection relay, Mains protection device, Microprocessor type protective relay, Numerical relay, Protective relay
EC004591 | EG000015 | Installation clamp for meters | 1 |  | Installation clamp, Installation clamp for meters
EC004592 | EG000015 | Accessories/spare parts for installation clamp for meters | 2 |  | Accessories for Installation clamp, Accessories for installation clamp for meters, Accessories/spare parts for Installation clamp, Accessories/spare parts for installation clamp for meters, Assembly aid, Bridgeover, Contact protection, Contact protection cover, Cover, Covering hood, Pin, Shock protection cover, Spare part for installation clamp for meters, Spare parts for installation clamp for meters
EC004593 | EG000055 | Energy storage system | 2 |  | ESS (energy storage system), Energy storage system
EC004594 | EG017610 | Auxiliary connection valve | 2 |  | Auxiliary connection valve, Auxiliary connection valve for single tap point, Side connection valve
EC004595 | EG017640 | Accessories/spare parts for shower column/panel | 1 |  | Accessories for shower column/panel, Accessories/spare parts for shower column/panel, Connection cover, Spare part for shower column/panel, Spare parts for shower column/panel
EC004596 | EG020069 | Gas meter valve | 3 |  | Gas cock, Gas main cock, Gas meter ball valve, Gas meter valve, Gasmeter valve, Main gas cock, Main gas tap
EC004597 | EG000054 | Fog machine | 2 |  | Fog generator, Fog machine, Fog machine for burglary protection, Smoke machine
EC004598 | EG000055 | PVT (photovoltaic thermal) panel | 2 |  | PVT (photovoltaic thermal) panel, PVT collector, PVT heat pump panel, PVT module, PVT panel, Photovoltaic thermal hybrid solar collector
EC004600 | EG020004 | Band gate hinge | 1 |  | Band gate hinge, Case hinge, Cranked band hinge, Cross cabinet hinge, Doorhinge, Double strap field hinge, Field gate hinge, Gate fitting, Hinge, Hinge (locks and hinges), Shutter hinge, Straight band hinge, Strap hinge, T-hinge, Weld hinge
EC004601 | EG020004 | Gudgeon gate hinge | 1 |  | Brickwork gate hooks gudgeon, Gate fitting, Gate hook, Gate hook to bolt, Gudgeon bolt hinge (locks and hinges), Gudgeon gate hinge, Gudgeon pin, Hook, Hook on plate, Hook to bolt gudgeon, Pintle, Pintle with thread, Plate gudgeon, Screw-in gudgeon, Weld gudgeon
EC004602 | EG015540 | Accessories/spare parts for broaching saddle | 2 |  | Accessories broaching saddle, Accessories for broaching saddle, Accessories/spare parts broaching saddle, Accessories/spare parts for broaching saddle, Balloon, Drill housing, Gasket set, Holder/adapter, Holder/adaptor, Manometer device/balloon holder, Right-angle coupling with valve, Spare part for broaching saddle, Spare parts broaching saddle, Spare parts for broaching saddle, Straight coupling, Straight coupling with valve, Support balloon tube, Support tube housing
EC004603 | EG020069 | Four-way sluice valve | 2 |  | Combination cross valve, Four-way gate valve, Four-way slide valve, Four-way sluice valve
EC004604 | EG020450 | Lid/grid for vehicular and pedestrian areas | 2 |  | Grid for gully grating, Grid for pit-hole cover, Lid for gully grating, Lid for pit-hole cover, Lid/grid for gully grating/pit-hole cover, Lid/grid for vehicular and pedestrian areas
EC004607 | EG015230 | Fixed air conditioner (monobloc) | 1 |  | Air conditioner without outdoor unit, Air-conditioner without outdoor unit, Fixed air conditioner (monobloc), Fixed air-conditioner (monobloc), Wall-mounted air conditioner
EC004609 | EG020500 | Fitting insulation | 2 |  | Fitting insulation, Insulation bend, Insulation elbow, Insulation t-piece, Insulation y-piece, T-piece, Y-piece
EC004610 | EG020067 | Wall/roof feed-through rectangular air duct | 2 |  | Roof feed through, rectangular air duct, Wall feed through, rectangular air duct, Wall/roof duct, rectangular air duct, Wall/roof feed-through rectangular air duct, Wall/roof lead-through, rectangular air duct
EC004611 | EG015810 | Remote pulse reader | 2 |  | Communication module, External pulse generator, Gas meter pulse generator, Pulse reader, Pulse sensor, Remote pulse reader, Water meter pulse generator
EC004612 | EG020051 | Bath mat | 2 |  | Around-the-toilet rug, Bath mat, Bath matt, Bath rug, Bathroom linen, Bathroom mat, Bathroom rug, Non-skid mat, Pedestal mat, Safety mat, Shower mat, Shower matt, Toilet contour mat, Toilet mat, Toilet rug
EC004613 | EG021000 | Acoustic camera | 2 |  | Acoustic camera, Sound scanner
EC004617 | EG020059 | Drawer front | 2 |  | Drawer face, Drawer front, Drawer front replacement, Slab drawer front, Solid drawer front
EC004620 | EG020050 | Electronic volume converter with temperature and pressure compensation | 2 |  | Electronic gas volume converter with temperature and pressure compensation, Electronic volume conversion device (EVCD), Electronic volume converter, Electronic volume converter with temperature and pressure compensation, Volume corrector
EC004621 | EG015810 | Accessories/spare parts for electronic volume conversion device (EVCD) | 1 |  | Accessories for electronic volume conversion device (EVCD), Accessories/spare parts for electronic volume conversion device (EVCD), Adapter, Adaptor, Alarm input module, Analogue input module, Analogue output module, Battery, Communication cable, Communication module, Connection set, Electronic gas volume converter with temperature and pressure compensation, Encoder, Immersion tube, Pressure sensor, Spare part for electronic volume conversion device (EVCD), Spare parts for electronic volume conversion device (EVCD), Supply unit, Temperature sensor
EC004622 | EG020059 | Furniture board | 2 |  | Cabinet board, Cabinet shelf, Furniture board, Furniture shelf, Shelf for cabinet
EC004623 | EG020059 | Accessories/spare parts for furniture | 2 |  | Accessories for furniture, Accessories/spare parts for furniture, Decorative frame, Door, Push-open kit for drawer, Spare part for furniture, Spare parts for furniture, Storage box for drawer
EC004624 | EG017960 | Relax lounger | 2 |  | Deck chair, Relax lounger, Sunbed
EC004625 | EG020051 | Bath pillow | 2 |  | Bath pillow, Head rest, Head rest for bath tub
EC004629 | EG015540 | Leak protection sealing sleeve | 1 |  | Anti leak sealing sleeve, Drip sleeve, Leak protection sealing sleeve, Leak redirection sleeve, Protective sleeve for pipe fittings, Sealing sleeve for compression trial plug
EC004630 | EG020063 | Accessories/spare parts for waterproof covering for bathroom | 2 |  | Accessories for waterproof covering for bathroom, Accessories/spare parts for waterproof covering for bathroom, Connection profile, End profile, Inner corner profile, Magnetic stamp, Outer corner profile, Plate joint rail, Spare part for waterproof covering for bathroom, Spare parts for waterproof covering for bathroom
EC004631 | EG017110 | Accessories/spare parts for kitchen sink | 1 |  | Accessories for kitchen sink, Accessories/spare parts for kitchen sink, Cover, Draining mat, Draining rack, Drip tray, Overflow cover for kitchen sinks, Rotary handle, Spare part for kitchen sink, Spare parts for kitchen sink, Turn handle
EC004632 | EG000039 | Leakage indication tray | 1 |  | Appliances tray, Appliances underlay, Dishwasher tray, Dishwasher underlay, Floor protector, Freezer tray, Freezer underlay, Fridge tray, Fridge underlay, Kitchen-sink insert, Leakage indication tray, Leakage protector fridge/freezer, Leakage tray, Sink inserts, Washing machine tray, Washing machine underlay, Whitegods underlay, Wine cooler tray, Wine cooler underlay
EC004633 | EG020056 | Floor carrier | 2 |  | Floor carrier, Floor support, Raised floor, Tile carrier, Tile support
EC004634 | EG000039 | Accessories/spare parts for leakage indication tray | 2 |  | Accessories for leakage indication tray, Accessories/spare parts for leakage indication tray, Flood connection piece, Installation board, Outlet piece, Sarg clamp, Sealing set, Spare part for leakage indication tray, Spare parts for leakage indication tray, Wall board
EC004635 | EG000020 | Medium/high voltage fuse base | 1 |  | Fuse base, High voltage fuse base, Medium voltage fuse base, Medium voltage fuse-link, Medium-/high voltage fuse base, Medium/high voltage fuse base, Medium/high voltage fuse block, Medium/high voltage fuse holder
EC004637 | EG015910 | Fibre flange gasket | 2 |  | ANSI fibre flange seal, ANSI flange seal, Aramid fibre packing, Aramid gasket, Aramid gasket flange, Boiler gasket, Carbon flange gasket, Carbon gasket, Carbon seal, Cover gasket, DIN fibre flange seal, Fiberboard ring, Fibre flange gasket, Fibre flange gasket (ANSI), Fibre flange gasket (DIN), Fibre flange gasket (not normed), Fibre flange seal (ANSI), Fibre flange seal (DIN, Fibre flange seal (DIN), Fibre flange seal (not normed), Fibre gasket, Fibreboard packing, Flange gaske, Flange gasket, Flange seal, Gasket, Graphite fibre flange gasket, Graphite fibre gasket, Graphite fibre seal, Graphite seal, Hand hole gasket, Manhole gasket, Plate gasket, Seal, Sealing, Sludge hole gasket
EC004639 | EG021006 | Coil spring | 2 |  | Cilindric coil spring, Coil spring, Extension Spring
EC004640 | EG021000 | Solar irradiance meter | 2 |  | Solar energy meter, Solar irradiance meter, Solar radiation meter
EC004641 | EG020061 | Diffuser for clarifiers | 2 |  | Diffuser for clarifiers, Disc diffuser, Plate diffuser, Strip diffuser, Tube diffuser
EC004642 | EG020059 | Accessories/spare parts for washbasin top cabinet | 2 |  | Accessories for washbasin top cabinet, Accessories/spare parts for washbasin top cabinet, Damper, Door, Handle, Hinge, Installation frame, Lighting, Shelf, Spare part for washbasin top cabinet, Spare parts for washbasin top cabinet
EC004643 | EG020051 | Accessories/spare parts for module sanitary accessories | 2 |  | Accessories for module sanitary accessories, Accessories/spare parts for module sanitary accessories, Damper, Door, Handle, Hinge, Installation frame, Lighting, Shelf, Spare part for module sanitary accessories, Spare parts for module sanitary accessories
EC004644 | EG020063 | Shower toilet seat (manual) | 2 |  | Shower toilet seat (manual), Shower toilet seat, manual
EC004645 | EG020099 | Smart sensor | 2 |  | Combined sensor, Intelligent sensor, Multi purpose sensor, Smart sensor
EC004646 | EG017640 | Accessories/spare parts for (wellness) shower unit | 2 |  | Accessories for (wellness) shower unit, Accessories/spare parts for (wellness) shower unit, Accessories/spare parts for shower, Light module, Sound module, Spare part for (wellness) shower unit, Spare parts for (wellness) shower unit, Steam generator, Steam module
EC004649 | EG000057 | Pre-wired installation box | 1 |  | Plug and play cable junction box, Plug and play junction box, Plug-in installation box, Pre-wired installation box, Pre-wired junction box for ceiling luminaire, Prewired installation box, Prewired junction box, Prewired junction box for ceiling luminaire
EC004650 | EG021006 | Compression spring | 2 |  | Compression spring, Conical compression spring, Die spring, Multi wave spring, Protection spring
EC004652 | EG020093 | Photovoltaic testing device | 2 |  | PV tester, PV testing device, Photovoltaic tester, Photovoltaic testing device
EC004653 | EG020063 | Double wall/built-in element with wall-hung toilet and flushing reservoir | 2 |  | Double wall/built-in element wall-hung closet with flushing reservoir and toilet, Double wall/built-in element with wall-hung closet and flushing reservoir, Double wall/built-in element with wall-hung toilet and flushing reservoir, Toilet bowl, WC, Wall closet, Wall toilet
EC004654 | EG015540 | Fitting for pre-insulated plastic pipe | 2 |  | Bend, Bend for pre-insulated plastic pipe, Fitting for pre-insulated plastic pipe, T-piece, T-piece for pre-insulated plastic pipe
EC004655 | EG015170 | Defrost heater element for heat recovery ventilation unit | 2 |  | Defrost heater element for heat recovery ventilation unit, Electrical heating element for ventilation, Postheater, Preheater
EC004656 | EG015540 | Square fitting with 3 connections | 1 |  | Rainwater T-bend square, Rainwater T-piece square, Rainwater Y-piece square, Square fitting with 3 connections, Square rainwater fitting with 3 connections
EC004657 | EG020041 | Flushing compressor | 2 |  | Central heating flushing compressor, Flush- and filling machine solar panels, Flushing compressor, Flushing machine for floor heating, Flushing system for floor heating, Solar flush- and filling machine
EC004658 | EG019810 | Accessories/spare parts for manual cleaning device | 2 |  | Accessories for cleaning tools, Accessories for manual cleaning device, Accessories/spare parts for manual cleaning device, Broom brace, Broom bracket, Broom handle brace, Broomstick holder, Spare part for manual cleaning device, Spare parts for manual cleaning device
EC004660 | EG010320 | Crane hook | 1 |  | Crane hook, Lifting hook, Rigging hook
EC004661 | EG020001 | Line fixing for power cable for overhead lines | 1 |  | Dead end, Helical tie, High voltage line fixing, Line fixing, Line fixing for power cable for overhead lines, Suspension clamp, Tension clamp, Tie wire
EC004662 | EG020045 | Roof-, facade, sandwich panel mounting screw | 2 |  | Corrugated roofing nail, Corrugated roofing screw, Drill screw, Drilling screw, Facade panel nail, Facade panel screw, Panel mounting screw/nail, Roof construction screw, Roof-, facade, sandwich panel mounting screw, Roofing nail, Roofing screw, Self drilling screw, Self-drilling screw
EC004663 | EG020061 | Rat blocker for drains | 2 |  | Pest control pipe, Rat barrier, Rat blocker, Rat blocker for drains, Rat control, Rat guard, Rat safe drainage, Rat stop
EC004664 | EG000002 | Accessories/spare parts for pipes/hoses for cable installation | 2 |  | Accessories for pipes/hoses for cable installation, Accessories/spare parts for electrical installation pipes, Accessories/spare parts for pipes/hoses for cable installation, Cable insertion tool, Loom tube cable feed tool, Loom tube tool, Spare part for pipes/hoses for cable installation, Spare parts for pipes/hoses for cable installation, Split loom installation tool, Split tubing installation tool, Wire loom insertion tool
EC004665 | EG000040 | Manual shaver | 1 |  | Disposable razor, Disposable shaver, Manual shaver, Wet shaver
EC004666 | EG000041 | Weather station | 1 |  | Weather forecast station, Weather station, Weatherstation
EC004667 | EG020048 | Discrete electronic component | 2 |  | Diode, Discrete electronic component, IC (Integrated Circuit), Integrated circuit, Operational amplifier, Rectifier, Thyristor, Transistor, Zener-diode, Zenerdiode
EC004668 | EG020030 | Clipboard | 2 |  | Clip board, Clipboard, Notepad, Writing board
EC004669 | EG020030 | Punched pocket/cut flush folder | 2 |  | Cut flush folder, Perforated document bag, Plastic sleeve, Plastic wallet, Poly pocket, Punched pocket, Punched pocket/cut flush folder, Sheet protector, Slipfile, Window file
EC004671 | EG000019 | Alarm annunciator | 1 |  | Alarm annunciator, Alert indicator, Alert relay, Alert relay/alert indicator, Error indicator, Fault alarm, Fault annunciator, Fault indicator
EC004672 | EG020099 | Machine vision system (MVS) | 2 |  | Camera, Complete device, Controller unit, Machine vision system (MVS), Object detection, Vision camera, Vision sensor
EC004673 | EG020099 | Force/weighing sensor | 2 |  | Force sensor, Force transducer, Force-sensing resistor, Force/weighing sensor, Load cell, Loadcell, Membrane load cell, Shear force sensor, Weighing transmitter
EC004675 | EG010320 | Vacuum suction cup | 2 |  | Vacuum lifting pad, Vacuum pad, Vacuum suction cup, Vacuum suction pad
EC004676 | EG015640 | Valve lockout device | 1 |  | Valve lockout device
EC004677 | EG000059 | Lockout/tagout kits | 1 |  | Chain lockout, Chain-lockout, Chain/wire lockout, Chain/wire-lockout, Fuse lockout, Fuse-lockout, LOTO safety set, Locking device for switches, Lockout/tagout kits, Padlock, Pilot device lockout, Protective cap for command devices, Switch lockout, Switch-lockout, Tag, Valve lockout, Valve lockout device, Valve-lockout, Warning/signing plate, Wire lockout, Wire-lockout
EC004678 | EG020087 | Turnstile | 2 |  | Automated gate, Baffle gate, Gateline, Turn gate, Turnpike, Turnstile
EC004679 | EG020057 | Rendering and plastering mortar | 2 |  | Adhesive render coat, Airless spray plaster, Base coat mortar, Base render mortar, Bonding and foundation mortar, Bonding coat plaster, Building lime, Cement plaster, Cement-based render mortar, Decorative plaster, Fast-hardening cement, Fire protection plaster, Hard coat plaster, Key coat for rendering, Lightweight plaster, Lime mortar skim coat, Lime-cement mortar, Lime-cement plaster, Mineral plaster, Monocouche render, Paste, Pebble dash render, Plaster board compound, Plaster gypsum, Powder, Projection plaster, Quick drying cement/plaster, Rapid set cement/plaster, Render, Render coat, Render finish, Render undercoat mortar, Rendering and plastering mortar, Renovation mortar, Renovation plaster, Restoration mortar, Restoration plaster, Scratch plaster, Spray plaster, Stipple coat, Stucco
EC004681 | EG019810 | Duster | 2 |  | Dust collector, Dust sweeper, Dust wiper, Duster
EC004682 | EG019810 | Mop wringer | 2 |  | Mop bucket, Mop squeezer, Mop wringer, Mop wringer trolley, Wringer for mops
EC004684 | EG020070 | Surface heating/cooling register (water-supplied) | 2 |  | Area cooling, Area system, Ceiling cooling system, Ceiling heating, Ceiling heating system, Ceiling system, Climate ceiling, Cooling ceiling, Cooling surface, Cooling via ceiling/wall, Heating and cooling system, Heating system, High performance module, Panel heating, Room cooling, Room heating, Surface heating/cooling register (water-supplied), Surface temperature control, Underfloor heating, Wall heating
EC004685 | EG021001 | Rescue cutter/spreader | 2 |  | Battery cutter, Hydraulic mobile cutter, Hydraulic spreader, Rescue cutter, Rescue cutter/spreader, Rescue spreader
EC004686 | EG000040 | Vacuum cleaner (battery) | 2 |  | Accumulator vacuum cleaner, Back vacuum cleaner, Canister-cylinder cleaner, Cyclone cleaner, Hand vacuum, Hand vacuum cleaner, Hip vacuum cleaner, Robot vacuum cleaner, Stick vacuum cleaner, Table vacuum cleaner, Vacuum cleaner (battery)
EC004687 | EG020036 | Hot air gun (battery) | 2 |  | Foil shrink machine, Hand heatshrink unit, Hot air gun (battery)
EC004688 | EG020062 | Non-return valve flue gas | 2 |  | Backflow protection, Flue gas flap, Flue gas valve, Non-return flap, Non-return valve, Non-return valve flue gas, RSS
EC004689 | EG000010 | Accessories/spare parts for installation material for cables and tubes | 1 |  | Accessories for installation material for cables and tubes, Accessories/spare parts for installation material for cables and tubes, Connector, Cover, Reducing insert, Spare part for installation material for cables and tubes, Spare parts for installation material for cables and tubes
EC004691 | EG021003 | Tap wrench extension | 2 |  | Accessories/spare parts for tapping drill, Accessory for tapping drill, Extension, Extension piece, Tap wrench extension, Tap wrench extension with chuck
EC004692 | EG020099 | Universal signal converter | 2 |  | Measurement transducer, Transmitter, Universal measurement transducer, Universal signal converter
EC004693 | EG020030 | Sharpener | 2 |  | Sharpener
EC004694 | EG021006 | Nail sleeve | 2 |  | Hammer sleeve, Nail drive anchor, Nail sleeve, Spring sleeve
EC004695 | EG020062 | Air supply grid for concentric flue gas/air supply system | 2 |  | Air intake grid flue concentric flue gas/air supply system, Air supply grid for boiler connection, Air supply grid for concentric flue gas/air supply system, Supply air grille for boiler connection
EC004699 | EG020062 | Flue gas siphon | 2 |  | Exhaust siphon, Flue gas siphon
EC004702 | EG020062 | Chimney extension attachment | 2 |  | Attachment for raising the chimney, Chimney extension attachment
EC004703 | EG020030 | Correction supplies | 2 |  | Correction fluid, Correction pen, Correction pencil, Correction roller, Correction supplies, Correction tape, Correction tape roller, Corrective tape, Erase marker, Eraser fluid, Liquid, Liquid corrector, Tape roller
EC004704 | EG020001 | Arcing device | 1 |  | Arc-horn, Arcing device, Arcing horn, Arcing horn/arcing ring, Arcing pin, Arcing ring, Pin, Ring
EC004705 | EG020069 | Accessories/spare parts for blow-off cock | 2 |  | Accessories for blow-off cock, Accessories/spare parts for blow-off cock, Key, Non-return valve cartridge, Pipe, Sealing set, Spare part for blow-off cock, Spare parts for blow-off cock, Spout
EC004707 | EG020081 | Accessories/spare parts for break tank station | 2 |  | Accessories for break tank station, Accessories/spare parts for break tank station, Accessories/spare parts for safety separation station, Cleaning set, Connection set, Controller, Cover, Diaphragm expansion vessel, Feed set, Overflow monitoring, Pump, Seal, Sealing, Sound-muffling cover, Spare part for break tank station, Spare parts for break tank station, Stand (base), Top cover
EC004708 | EG015640 | Accessories/spare parts for outdoor faucet | 2 |  | Accessories for outdoor faucet, Accessories/spare parts for outdoor faucet, Accessories/spare parts for outdoor fittings, Conversion kit, Fixing flang, Fixing flange, Handle, Hose connection, Key, Non-return valve cartridge, Prefab kit, Rosette, Sealing set, Spare part for outdoor faucet, Spare parts for outdoor faucet, Spare set, Spindle
EC004709 | EG020081 | Accessories/spare parts for drinking water cooler/circulator | 2 |  | Accessories for drinking water cooler/circulator, Accessories/spare for drinking water cooler/circulator, Accessories/spare parts for drinking water cooler/circulator, Accessories/spare parts for drinking water coolers, Connection set, Controller, Facing, Gateway, PC interface, Plate heat exchanger, Pump, Sealing set, Spare part for drinking water cooler/circulator, Spare parts for drinking water cooler/circulator, Spare set
EC004710 | EG020081 | Accessories/spare parts for hygiene-flushing box/flushing device | 2 |  | Accessories for hygiene-flushing box/flushing device, Accessories/spare parts for flushing equipment, Accessories/spare parts for hygiene-flushing box/flushing device, Actuator, Anti-splash jet nozzle, Blind plug, Control, Cover, Flow limiter, Gateway, Installation frame, LAN connection, Licence key, Liquid flow sensor, Magnetic valve, Mounting accessory, PC interface, Software, Spare part for hygiene-flushing box/flushing device, Spare parts for hygiene-flushing box/flushing device, Top cover, Volume flow limiter, Water exchange group
EC004711 | EG015640 | Accessories/spare parts for pressure reducing valve | 2 |  | Accessories for pressure reducing valve, Accessories/spare parts for pressure reducers, Accessories/spare parts for pressure reducing valve, Cartridge, Drain funnel, Pressure gauge, Seal, Sealing, Sieve, Spare part for pressure reducing valve, Spare parts for pressure reducing valve, Spring
EC004712 | EG000054 | Combined access control/intercom system | 1 |  | Access control & intercom device, Access control & intercom system, Combined access control/intercom system, Combined admittance and communication system, Door speaker with access control, Safety combinations
EC004716 | EG015540 | Temperature sensor fitting | 2 |  | Temperature measuring fitting, Temperature sensor fitting
EC004717 | EG000038 | Computer mouse | 1 |  | Bluetooth mouse, Computer mouse, Laptop mouse, Laser mouse, Optical mouse, Trackball mouse, Wireless mouse
EC004718 | EG000038 | Laptop | 2 |  | Laptop, Portable PC, Portable computer
EC004719 | EG020070 | Wood burning stove | 2 |  | Fireplace, Log burner, Multi-fuel stove, Wood burner, Wood burning stove, Wood stove, Wood-burning stove
EC004720 | EG015170 | Accessories/spare parts for heat recovery unit (residential) | 2 |  | Accessories for heat recovery unit (residential), Accessories/spare parts for heat recovery unit (residential), Accessories/spare parts for heat recovery unit for residential construction, Actuator, Bypass, Connection set, Connector, Control board, Display, Drip tray, Enthalpy heat exchanger, Filter section, Frost protection, Housing, Infrared receiver, Mounting bracket, Mounting set, PCB (Printed Circuit Board), Panel door, Power cord, Replacement fan, Sensor, Servomotor, Spare fan, Spare part for heat recovery unit (residential), Spare parts for heat recovery unit (residential), Temperature sensor for gas/liquid, Ventilation heat exchanger, Wiring set, Zone control
EC004721 | EG020062 | Support rail for flue gas system | 2 |  | Support rail for exhaust systems, Support rail for flue gas system
EC004722 | EG020055 | Sound absorbing panel | 2 |  | Desktop partition screen, Desktop partition wall, Office partition screen, Office partition vall, Sound absorbing panel, Sound absorbing wall panel, Sound absorbing wall screen
EC004723 | EG020030 | Desk pad | 2 |  | Blotter, Desk mat, Desk pad, Table protector
EC004724 | EG020030 | Mouse/keyboard/wrist rest pad | 2 |  | Keyboard pad, Mouse mat, Mouse pad, Mouse pad with wrist cushion, Mouse/keyboard/wrist rest pad, Mousepad, Wristrest, Wristrest pad
EC004726 | EG020030 | Desk organizer | 2 |  | Desk organizer, Desk tidy, Pen organiser, Pencil organiser
EC004729 | EG020063 | Inlet fitting flushing system | 2 |  | Inlet fitting flushing system
EC004731 | EG020046 | Roof walkway | 2 |  | Roof pier, Roof walkway, Roof walkway angle, Roof walkway corner, Rooftop walkway
EC004732 | EG020250 | Primer and bonding agent | 2 |  | Bonding agent, Bonding primer, Primer and bonding agent, Size, Undercoat, Wall primer
EC004733 | EG015880 | Solution for liquid analysis sensor | 2 |  | Concentrated buffer solutions, NIST/DIN standard buffer solutions, Redox buffer solutions, Solution for liquid analysis sensor, Standard conductivity solutions, pH and redox buffer solutions, pH buffer solutions
EC004734 | EG020500 | Wind barrier foil/plate | 2 |  | House wrap, Rain barrier, Wind barrier, Wind barrier foil, Wind barrier foil/plate, Wind barrier membrane, Wind break, Wind lock, Windbreak, Windlock
EC004735 | EG000054 | Security illuminator | 2 |  | CCTV light, IR illuminator, Infrared floodlight, Infrared illuminator, Security illuminator
EC004736 | EG015120 | Pallet box/frame | 2 |  | Big box, Four-way pallet, Gas bottle pallet, Mesh box pallet, Mesh wire pallet box, Pallet box, Pallet box/frame, Pallet box/pallet frame, Pallet container, Pallet frame, Pallet stacking frame, Transport palett, Two-way pallet, Wire mesh pallet box
EC004737 | EG019810 | Sweeping machine, hand operated (manual) | 2 |  | Broom, Feather duster, Household broom, Sweeper, Sweeper roll, Sweeping machine, hand operated (manual), Sweeping shovel
EC004738 | EG020024 | Trailer hitch | 1 |  | 5th-wheeler, Ball hitch, Bolt hitch, Kingpin, Tow bar, Tow hitch, Trailer hitch
EC004739 | EG020024 | Vehicle cable assembly | 1 |  | Cable harness, Radio cable kit, Trailer cable assembly, Vehicle cable assembly, Vehicle cable set, Wire harness, Wiring assembly, Wiring loom
EC004741 | EG020024 | Seat cover | 1 |  | Car seat cover, Seat cover, Truck seat cover
EC004742 | EG020030 | Accessories/spare parts for label maker | 2 |  | Accessories for label maker, Accessories/spare parts for label maker, Cutting blade, Cutting mechanism, Cutting unit, Font, Imprinting software, Label feed, Labelling software, Spare part for label maker, Spare parts for label maker
EC004743 | EG000014 | Accessories/spare parts for CEE socket outlet combination (IEC 60309) | 1 |  | Accessories for CEE socket outlet combination (IEC 60309), Accessories/spare parts for CEE socket outlet combination, Accessories/spare parts for CEE socket outlet combination (IEC 60309), Base, Cabinet, Carrying handle, Hanger, Spare part for CEE socket outlet combination (IEC 60309), Spare parts for CEE socket outlet combination (IEC 60309), Stand, Stand (base), Wheel set
EC004744 | EG020093 | Ratiometer | 2 |  | Digital ratiometer for transformers, IEEE Std C57.12-90, Power transformer, Ratiometer, Transformation ratio, Transformer ratiometer, Transformer tester, Voltage transformer, Winding
EC004745 | EG020093 | Laboratory power supply | 2 |  | Adjustable power supply, Benchtop power supply, DC power supply, Dual-channel power supply, Laboratory power supplies, Laboratory power supply, Regulated power supply, Single channel power supply
EC004746 | EG000037 | Fibre optic attenuator | 1 |  | Fiber optic attenuator, Fibre optic attenuator, Fibre optic level adjuster, Level damper, Signal reducer
EC004747 | EG020036 | Agitator (battery) | 2 |  | Agigator, Agitator (battery), Concrete agitator, Mixer, Mixing machine, Mixing tool, Paddle mixer drill, Stirrer
EC004748 | EG015120 | Drum pump (manual) | 1 |  | Barrel pump, Drum pump (manual), Fuel transfer pump, Manual pump, Transfer pump
EC004749 | EG015120 | Drum pump (compressed air) | 1 |  | Barrel pump, Drum pump (compressed air), Drum pump (pneumatic), Fuel transfer pump, Transfer pump
EC004750 | EG010320 | Balancer | 2 |  | Balancer, Compressed air balancer, Electric balancer, Float balancer, Pneumatic balancer, Spring balancer, Spring-loaded balancer, Tool balancer, Workpiece balancer
EC004751 | EG010320 | Beam clamp for workshop | 2 |  | Beam clamp, Beam clamp for workshop, Beam lifting clamp, Chain hoist flange clamp, Girder clamp, Scissor clamp
EC004752 | EG021001 | Magnet | 2 |  | Block magnet, Button magnet, Horseshoe magnet, Magnet, Round magnet
EC004753 | EG020063 | Wall box for built-in mixer | 2 |  | Wall box for bath mixing tap, Wall box for built-in mixer, Wall box for kitchen mixing tap, Wall box for shower mixing tap, Wall box for washbasin mixing tap
EC004754 | EG000040 | Insecticide/pesticide | 1 |  | Bug repellent, Bug spray, Consumable insecticide/pesticide, Insect repellent, Insecticide, Insecticide/pesticide, Pesticide, Repellents
EC004755 | EG020054 | Gripper (pneumatic/hydraulic) | 2 |  | 2-fold gripper, 3-fold gripper, Gripper (pneumatic/hydraulic), Hydraulic gripper, Pneumatic gripper
EC004756 | EG020030 | Pencil eraser | 2 |  | Pencil eraser, Rubber eraser
EC004759 | EG015540 | Foundation transit set | 2 |  | Foundation duct, Foundation duct complete, Foundation feed-through set, Foundation penetration, Foundation penetration set, Foundation pipe transit set, Foundation transit, Foundation transit complete, Foundation transit set
EC004760 | EG020036 | Polisher (battery) | 2 |  | Car polisher, Polisher (battery), Polishing machine
EC004761 | EG000014 | Plug according to ANSI/NEMA WD-6 | 1 |  | Locking plugs, Nema-plug, Plug according to ANSI/NEMA WD-6, Plugs acc. ANSI/NEMA WD-6, Straight-blade plugs
EC004762 | EG020046 | Fastening element for roof safety | 2 |  | Fastening element for fixed chimney ladder, Fastening element for fixed roof ladder, Fastening element for fixed wall ladder, Fastening element for roof eaves rail, Fastening element for roof ladder, Fastening element for roof ridge rail, Fastening element for roof safety, Fastening element for roof snow guard, Fastening element for roof walkway, Fastening element for roof walkway / ladder
EC004763 | EG020008 | Window-sill cover | 2 |  | Window sill cover, Window sill threshold, Window-sill cover, Window-sill threshold, Windowsill cover, Windowsill threshold
EC004764 | EG020059 | Accessories/spare parts for wardrobe | 2 |  | Accessories for wardrobe, Accessories/spare parts for wardrobe, Basket, Door, Drawer insert, Filling shelf, Hook, Sliding door, Spare part for wardrobe, Spare parts for wardrobe, Tie/belt holder, Trouser hanger
EC004765 | EG000014 | Plug according to AS/NZS 3123 | 1 |  | Australian industrial plug, Plug according to AS/NZS 3123, Plugs acc. AS/NZS 3123, Plugs according to AS/NZS 3123
EC004766 | EG020057 | Waterproofing mortar | 2 |  | Dispersion mortar, Integral Water Repellent mortar (IWR), Liquid applied water impermeable product, Pore sealer, Smoothing Coat, Waterproof mortar, Waterproofing mortar
EC004767 | EG020055 | Wall panel profile | 2 |  | Grid for wall panel, Profile, Sound absorbing wall panel profile, Wall panel profile, Wall profile
EC004768 | EG020058 | Windbreak | 2 |  | Wind protection, Windbreak, Windscreen
EC004769 | EG015640 | Accessories/spare parts for central mixing valve, hot tap water | 2 |  | Accessories for central mixing valve, hot tap water, Accessories/spare parts for central mixing valve, hot tap water, Non-return valve cartridge, Seal, Sealing, Spare part for central mixing valve, hot tap water, Spare parts for central mixing valve, hot tap water
EC004770 | EG015810 | Accessories/spare parts for safety valve | 1 |  | Accessories for safety valve, Accessories/spare parts for safety valve, Adapter, Adaptor, Exchange cartridge, Exchange cartridge for pressure relief valve, Spare part for safety valve, Spare parts for safety valve
EC004771 | EG020063 | Modular bathroom | 2 |  | Bathroom pod, Modular bathroom, Prefab bathroom, Prefabricated bathroom pod
EC004772 | EG015280 | Accessories/spare parts for hot water boiler connection group | 2 |  | Accessories for hot water boiler connection group, Accessories/spare parts for hot water boiler connection group, Barrier, Bottle siphon, Claw ring, Cup siphon, Double barrier, Drain angle, Non-return valve, Pressure gauge, Pressure regulator, S-bend, Safety valve, Spare part for hot water boiler connection group, Spare parts for hot water boiler connection group
EC004773 | EG020046 | Fixed mounted ladder | 2 |  | Cage ladder, Caged fixed ladder, Chimney ladder, Facade ladder, Fixed mounted ladder, Internal fixed roof access ladder, Roof ladder, Vertical fixed ladder, Wall ladder
EC004774 | EG020046 | Roof snow guard | 2 |  | Roof snow guard, Snow catcher for roof
EC004775 | EG020046 | Roof ridge/eaves railing | 2 |  | Roof eaves rail, Roof ridge / eaves rail, Roof ridge rail, Roof ridge/eaves rail, Roof ridge/eaves railing
EC004777 | EG020055 | Fibre reinforced plate | 2 |  | Carbon fibre plate, Composite plate, Fibre reinforced plate
EC004780 | EG020062 | Extension for flue gas roof duct (concentric) | 2 |  | Extension for exhaust gas roof bushing, Extension for flue gas roof duct, Extension for flue gas roof duct (concentric)
EC004781 | EG000059 | Voltage indicator (low voltage) | 1 |  | Absence of voltage indicator, Electrical safety warning device, Isolation check, Isolation indicator, Isolator check, Positive isolation indicator, Voltage indicator, Voltage indicator (low voltage)
EC004782 | EG000056 | Cladding for fire-resistant duct | 1 |  | Cladding for fire protection duct/fire protection shaft, Cladding for fire-resistant duct
EC004784 | EG020046 | Accessories/spare parts for roof safety | 2 |  | Accessories for roof safety, Accessories/spare parts for fixed chimney ladder, Accessories/spare parts for fixed roof ladder, Accessories/spare parts for fixed wall ladder, Accessories/spare parts for roof eaves rail, Accessories/spare parts for roof ridge rail, Accessories/spare parts for roof safety, Accessories/spare parts for roof snow guard, Accessories/spare parts for roof walkway, Attachment for safety line, Batten step, End sleeve, Mounting console, Mounting kit, Mounting plate, Pipe, Pipe joint, Pipe joint, angled, Pipe joint, straight, Platform, Safety hook for safety line, Screwing set, Sliding protection for movable ladder, Spare part for roof safety, Spare parts for roof safety, Strut, Support rail
EC004785 | EG020058 | Weather bar | 2 |  | Nosing sill, Rain breaker, Rain drip door protector, Weather bar, Weather bar door, Weather bar for doors, Weather bar window, Weather board, Weather protection bar, Weather protection bar for door, Weather protection bar for doors, Weather strip, Weather stripping, Weatherbar, Weatherboard
EC004786 | EG015640 | Shut-off valve combination | 2 |  | Appliance valve, Combi shut-off valve, Double shut-off valve, Shut-off valve combination
EC004787 | EG000014 | Coupler according to ANSI/NEMA WD-6 | 2 |  | Coupler acc. ANSI/NEMA WD-6, Coupler according to ANSI/NEMA WD-6, NEMA-Coupling, NEMA-coupler
EC004788 | EG000053 | Inductive charger for portable devices | 2 |  | Cordless charger, Inductive charger, Inductive charger for portable devices, Wireless charger, Wireless charging pad
EC004789 | EG000014 | Coupling according to AS/NZS 3123 | 2 |  | Australian industrial coupler, Australian industrial coupling, Coupling acc. AS/NZS 3123, Coupling according to AS/NZS 3123
EC004790 | EG020055 | Chipboard | 2 |  | Chipboard, P1 General purpose boards for use in dry conditions, P2 Boards for interior fitments for use in dry conditions, P3 Non load-bearing boards for use in humid conditions, P4 Load-bearing boards for use in dry conditions, P5 Load-bearing boards for use in humid conditions, P6 Heavy duty load-bearing boards for use in dry conditions, P7 Heavy duty load-bearing boards for use in humid conditions, Particle board, Wood chipboard
EC004791 | EG000014 | Socket outlet according to ANSI/NEMA WD-6 | 1 |  | NEMA-socket, Socket outlet acc. ANSI/NEMA WD-6, Socket outlet according to ANSI/NEMA WD-6
EC004792 | EG000014 | Appliance inlet according to AS/NZS 3123 | 1 |  | Appliance inlet acc. AS/NZS 3123, Appliance inlet according to AS/NZS 3123, Australian device plug
EC004793 | EG000014 | Socket outlet according to AS/NZS 3123 | 1 |  | Australian industrial socket outlet, Socket outlet acc. AS/NZS 3123, Socket outlet according to AS/NZS 3123
EC004795 | EG020093 | Battery tester | 2 |  | Battery tester, Car battery tester, Motorbike battery tester, Professional battery tester, Truck battery tester
EC004796 | EG020050 | Pressure calibration reference module | 2 |  | Pressure calibration reference module
EC004799 | EG000054 | CO2 monitor | 1 |  | Air quality detector, Air quality monitor meter, CO2 alarm, CO2 detector, CO2 monitor
EC004803 | EG000005 | Levelling set for subfloor systems | 1 |  | Height levelling for sub-floor systems, Levelling set for sub-floor systems, Levelling set for subfloor systems, Levelling unit
EC004804 | EG000040 | Milk cooler for espresso machine | 2 |  | Milk cooler for espresso machine
EC004805 | EG020053 | Accessories/spare parts for cutting/grinding disc | 2 |  | Accessories for cutting disc, Accessories for cutting/grinding disc, Accessories for grinding disc, Accessories/spare parts for cutting/grinding disc, Clamping flange, Clamping mandrel, Clamping pin, Reducing ring, Spare part for cutting/grinding disc, Spare parts for cutting/grinding disc, Spare parts for grinding disc
EC004806 | EG000039 | Pizza oven | 1 |  | Pizza oven
EC004807 | EG020099 | Safety radar | 2 |  | Detection radar, Industrial radar, Safe radar sensor, Safety radar
EC004808 | EG020008 | Window hinge | 2 |  | Bottom corn, Bottom hinge, Bottom hinge (window), Corner hinge, Rebate corner hinge, Window bottom hinge, Window corner hinge, Window hinge
EC004811 | EG020062 | Exhaust gas kit single wall | 2 |  | Basic kit single wall, Exhaust gas kit single wall, Manhole set single wall
EC004812 | EG020062 | Exhaust gas kit double walled | 2 |  | Basic kit double wall, Exhaust gas kit double wall, Exhaust gas kit double walled, Manhole set double wall
EC004813 | EG020062 | Exhaust gas kit concentric | 2 |  | Basic kit concentric, Exhaust gas kit concentric
EC004815 | EG020056 | Decoupling membrane | 2 |  | Decoupling membrane, Uncoupling membrane, Waterproof membrane
EC004818 | EG000059 | Voltage indicator (medium voltage) | 1 |  | Medium voltage indicator, Medium voltage passive voltage indicator, Passive voltage indicator, Voltage indicator (medium voltage)
EC004819 | EG020004 | Rail for swing door drive | 1 |  | Bar with rolls, Rail for swing door drive, Sliding rail
EC004821 | EG000061 | Plasma torch | 1 |  | Automatic plasma torch, Manual plasma torch, Plasma torch, Plasma welding torch
EC004822 | EG020001 | Medium voltage secondary switchgear | 1 |  | Air insulated switchgear, Gas insulated switchgear, Medium voltage power distribution, Medium voltage secondary switchgear, Medium voltage switchgear, Medium voltage system, Secondary medium voltage switchgear
EC004823 | EG020001 | Medium voltage indoor vacuum contactor | 1 |  | Contactor medium voltage power distribution, Medium voltage contactor, Medium voltage indoor vacuum contactor, Medium voltage vacuum contactor, Vacuum contactor medium voltage
EC004824 | EG020047 | Mounting post for electrical vehicle charging devices | 2 |  | Column for E-Mobility, Mounting column for E-Mobility, Mounting post for E-Mobility, Mounting post for EV charging device, Mounting post for electrical vehicle charging devices, Pillar for E-Mobility, Stand for E-Mobility
EC004825 | EG020081 | Accessories/spare parts for shut down valve (tap water) | 2 |  | Accessories for shut down valve (tap water), Accessories/spare parts for shut down valve (tap water), Hand wheel, Handle/lever, Housing, Insulation shell, Spare part for shut down valve (tap water), Spare parts for shut down valve (tap water), Top part, Valve head part
EC004826 | EG000019 | Protection relay test switch | 1 |  | Protection relay test switch
EC004827 | EG020049 | Heat pump (air/air, monoblock) for heat recovery unit | 2 |  | Heat pump (air/air, monoblock) for heat recovery unit
EC004828 | EG020016 | Mobile light tower | 2 |  | High mast mibile lighting tower, Lighting tower, Mobile floodlight generator, Mobile light tower, Mobile lighting mast, Mobilight
EC004829 | EG010110 | Tube deformation tester | 2 |  | Tube deformation tester
EC004830 | EG020001 | Medium voltage indoor switch disconnector | 1 |  | Medium voltage indoor switch disconnector, Medium voltage switch-disconnector, Switch-disconnector medium voltage, Switch-disconnector medium voltage power distribution
EC004831 | EG020001 | Medium voltage indoor current/voltage sensor | 1 |  | Medium voltage indoor current sensor, Medium voltage indoor current/voltage sensor, Medium voltage low-power passive instrument transformer
EC004832 | EG000061 | Plasma cutter, portable | 1 |  | Plasma cutter machine (portable), Plasma cutter, portable, Plasma cutting machine, Portable plasma machine
EC004834 | EG020004 | Swing door drive | 1 |  | Swing door drive
EC004835 | EG020008 | Interface module for window drives | 1 |  | Controle module for window drives, Interface module for window drives, Ventilation control unit
EC004836 | EG020008 | Opening/locking system for windows/door windows | 1 |  | Locking drive for SHEV ventilation system, Locking drive for smoke and heat exhaust ventilation (SHEV) system, Locking system for door windows, Locking system for windows, Locking system for windows/door windows, Opening and locking system for windows/door windows, Opening system for door windows, Opening system for windows, Opening system for windows/door windows, Opening/locking system for door windows, Opening/locking system for windows, Opening/locking system for windows/door windows
EC004837 | EG020008 | Catch and cleaning protection for fanlight opener | 1 |  | Catch and cleaning protection for fanlight opener, Gripping and cleaning scissors
EC004838 | EG020008 | Synchronising unit for window opening drives | 1 |  | Synchronising unit for opening drives, Synchronising unit for window drives, Synchronising unit for window opening drives
EC004839 | EG020008 | Turn-/tilt limiter for windows/door windows | 1 |  | Tilt limiter for door windows, Tilt limiter for windows, Turn limiter for door windows, Turn limiter for windows, Turn-/tilt limiter for windows/door windows, Turn/tilt limiter for windows/door windows
EC004840 | EG020008 | Drive for windows/door windows | 2 |  | Chain drive for windows/door windows, Drive for windows/door windows, Drive unit, Electronic drive, Linear drive/motor for smoke and heat exhaust ventilation (SHEV) system, Operator for windows/door windows, Window drive
EC004842 | EG020057 | Mortar additive | 2 |  | Accellerant, After treatment agent, Before treatment agent, Bonding agent, Concrete admixture, Dry mortar additive, Fiber, Granulate, Lime replacement additive, Liquid, Mortar additive, Mortar admixture, Mortar elastifying agent, Mortar granulate, Plasticiser, Plasticiser admixture, Polymer latex, Pre and post treatment agent and mortar additive, Re-dispersible emulsion, Redispersible powder, Waterproofing admixture, Waterproofing agent
EC004843 | EG020068 | Facade design element | 2 |  | Bend, Cap, Column, Console stone, Cornice, Decor element, Design element, Eave profile, Facade bend, Facade cap, Facade column, Facade design element, Facade element, Frame profile, Keystone, Plastering ornament, Rosette, Rusticated block, Soffit profile
EC004844 | EG010340 | Storage/transport reel | 2 |  | Cable reel, Cable storage reel, Cable transport reel, Storage reel for cable, Storage/transport reel, Transport reel for cable
EC004845 | EG020046 | Roof guardrail | 1 | 2022-06-12 18:02 | Rail end section, Rail post, Rail section, Railend section, Railing post, Railing section, Roof guard rail, Roof guardrail
EC004847 | EG020024 | Wheel chock/leveller | 1 | 01/24/2023 16:03:57 | Leveller, Levelling chock, Stopping chock, Stopping wedge, Wheel chock, Wheel chock/leveller
EC004848 | EG020070 | Panel radiator (hybrid) | 1 | 2023-08-02 14:32 | Hybrid radiator (hydraulic-electric), Panel radiator, Panel radiator (hybrid), Panel radiator (hydronic-electric)
EC004849 | EG020046 | Scaffold board | 1 | 2023-10-02 12:08 | OSHA board, Scaffold, Scaffold board, Scaffold plank, Walk board, Walk boards, Wooden scaffold
EC004850 | EG020010 | Flagpole | 1 | 02/20/2023 10:14:59 | Flagpole, Forecourt pole
EC004851 | EG020008 | Trickle vent | 1 | 02/22/2023 10:36:53 | Air ventilation grille for window, Trickle vent, Window vent, Window ventilation, Window ventilation grille, Window ventilator
EC004852 | EG020049 | Hybrid air heater, directly fired, suspended | 1 | 02/27/2023 16:24:36 | AHU, Air handling unit, Air heater, hybrid, suspended, Air sourced heatpump (hybrid), Hybrid air heater, directly fired, suspended, Hybrid directly fired air heater, suspended
EC004853 | EG020010 | Flagpole finial | 1 | 2023-02-03 13:32 | Flagpole finial
EC004854 | EG020004 | Glass set for doors | 1 | 2023-03-03 13:17 | Glass set for doors
EC004855 | EG020004 | Door stop moulding | 1 | 2023-09-03 09:15 | Cleat, Door stop, Door stop moulding, Door stop trim, Stop moulding
EC004856 | EG020004 | Cable transition for doors/windows (unwired) | 1 | 03/13/2023 13:39:31 | Cable transition, Cable transition for door, Cable transition for doors/windows, Cable transition for doors/windows (unwired), Door cable transition, Wire transition conduit
EC004858 | EG000057 | Cable end termination for plug-in building installation | 1 | 03/23/2023 11:36:51 | Cable closure, Cable end cap, Cable end termination for low voltage cables, Cable end termination for plug-in building installation, Closure, End piece
EC004859 | EG020045 | Adjustable frame screw | 1 | 03/27/2023 12:05:24 | Adjustable frame screw, Jamb jack screw, Shim screw
EC004860 | EG020055 | Tongue and groove board module | 1 | 03/27/2023 16:11:51 | Roofing substrate board (tongued and grooved), Subroof panel board, Substrate for roofing, Tongue and groove board module, Tongued and grooved board, Underlay soffit hatch
EC004861 | EG020083 | Accessories/spare parts for pipe coil cart/uncoiler | 1 | 03/31/2023 11:08:10 | Accessories for pipe coil cart/uncoiler, Accessories/spare parts for pipe coil cart/uncoiler, Coil bearing, Decoil bearing, Expansion set, Extension, Extension kit for uncoiler, Foot, Foot for uncoiler, Pipe straightener, Plain bearing, Retrofit set, Screw, Spare part for pipe coil cart/uncoiler, Spare parts for pipe coil cart/uncoiler
EC004862 | EG000038 | Monitor | 1 | 2023-04-04 16:07 | CCTV monitor, Desktop monitor, Display, LCD Display, LED, LED Display, Monitor, Monitor for monitoring system, Monitor for security system, Monitor for surveillance system, Recessed mounted monitor, Screen, Screens
EC004863 | EG020061 | Set for In-line tap water recirculation loop | 1 | 2023-02-05 10:56 | Basic set for inliner ciculation pipe for sanitary water, Connection set for inline recirculation loops for tapwater, Connection set for inliner ciculation pipe for sanitary water, Connection set for inliner circulation pipe for sanitary water, Inliner ciculation unit for sanitary water, Pipe in pipe circulation unit, Set for In-line tap water recirculation loop
EC004865 | EG020092 | Accessories/spare parts for press pliers for push fittings | 1 | 2023-10-05 08:57 | Accessories for press pliers for push fittings, Accessories/spare parts for press pliers for push fittings, Adapter, Adaptor, Hydraulic cylinder/press, Hydraulic hose, Pin, Quick change insert, Spare part for press pliers for push fittings, Spare parts for press pliers for push fittings
EC004866 | EG020097 | Cable guide roll | 1 | 2023-01-06 17:09 | Cable guidance roll, Cable guide roll, Cable guide roller, Cable roller, Wire guide roll
EC004867 | EG017640 | UV/IR shower panel | 1 | 2023-02-06 12:11 | Body tanner, Heat shower, IR light shower, IR shower panel, Infrared shower panel, Solarium, Stand up sun bed, Tanning shower, UV light shower, UV shower panel, UV/IR shower panel, UV/Infrared shower panel, Ultraviolet shower panel, Vertical tanning appliance
EC004868 | EG015630 | Non-return valve, rectangular air duct | 1 | 2023-05-06 09:54 | Back-draft shutter for roof mounted fan, Back-draught shutter for roof mounted fan, Non-return valve, Non-return valve, rectangular air duct
EC004871 | EG020085 | Diamond cutting/grinding disc | 1 | 08/15/2023 09:47:27 | Cutting disc, Cutting/grinding disc, Diamond cup wheel, Diamond cut-off cup wheel, Diamond cutting disc, Diamond cutting/grinding disc, Diamond disc, Diamond grinding wheel, Diamond wheel
EC004872 | EG017640 | Accessories/spare parts for UV/IR shower panel | 1 | 08/21/2023 15:08:43 | Accessories for UV/IR shower panel, Accessories/spare parts for UV/IR shower panel, Accessories/spare parts for infrared shower panel, Accessories/spare parts for ultraviolet shower panel, Body tanner, Glass pane, Heat shower, IR light shower, Mounting set, Solarium, Spare part for UV/IR shower panel, Spare parts for UV/IR shower panel, Tanning shower, UV light shower, Ventilation grille, Wall frame
EC004873 | EG020062 | Electrostatic flue gas filter | 1 | 08/23/2023 08:42:08 | Electrostatic dust catcher, Electrostatic flue gas filter, Electrostatic precipitator, Logburner filter, Particle filter, Particulate filter, Woodburner filter
EC004874 | EG020077 | Pipe shoe | 1 | 2023-06-09 13:26 | Double pipe shoe, Double pipe support, Guiding pipe shoe, Pipe cradle, Pipe cradle clamp, Pipe cradle support, Pipe guiding shoe, Pipe shoe, Pipe support, Pipe support cradle
EC004877 | EG020008 | Corner component/part for window sash | 1 | 09/21/2023 15:41:57 | Corner component, Corner component/part for window sash, Corner drive, Corner part, Interlocking, Locking part, Tilt-lock element
EC004878 | EG020008 | Strike plate for windows/door windows | 1 | 09/27/2023 12:57:13 | Locking component, Security striker, Security tilt striker, Standard strike plate, Strike plate for door windows, Strike plate for windows, Strike plate for windows/door windows, Striker, Striker plate, Striker plate for windows/door windows, Striking plate, TBT (Tilt before turn) striker, TBT strike plate, TBT striker plate, Tilt strike plate, Tilt striker, Tilt striker plate, Tilt-lock bearing
EC004879 | EG020049 | Hybrid air heater, electric, suspended | 1 | 2023-04-10 11:54 | Hybrid air heater, electric, suspended, Hybrid electric air heater, suspended
EC004881 | EG015140 | Filterset for air handling unit | 1 | 10/27/2023 10:18:35 | Air filter, Filter cloth, Filterset for HVAC unit, Filterset for air handling unit, Filterset for heat recovery unit, Flat panel air filter, Pleated cassette air filter, Pocket filter
EC004883 | EG020049 | Oil heating insert | 1 | 2023-08-11 09:36 | Oil burner insert, Oil furnace insert, Oil heater insert, Oil heating insert, Oil heating inserts, Oil stove insert, Oil-burning fireplace insert, Oil-fired heating insert, Oil-fueled insert
EC004884 | EG020049 | Solid fuel heating insert | 1 | 2023-08-11 09:41 | Biomass heating insert, Multi-fuel insert, Solid fuel fireplace insert, Solid fuel heater insert, Solid fuel heating insert, Wood burner, Wood burner insert, Wood burning stove, Wood chips burner, Wood fire insert, Wood stove, Wood-burning fire, Wood-burning stove insert
EC004885 | EG020012 | Cover cap for furniture fitting | 1 | 11/14/2023 13:29:51 | Blind hole, Cabinet hanger, Cabinet rail bearing, Connector, Cover cap, Cover cap for furniture fitting, Cup hinge (furniture), Drawer side set left/right, Elbow (fitting), Flap fitting, Furniture hinge, Mounting plate, Pipe, Profile strip, Screw, Screw-on plate
EC004886 | EG020070 | Accessories/spare parts for wall built-in control set for floor heating | 1 | 11/14/2023 14:16:02 | Accessories for wall built-in control set for floor heating, Accessories/spare parts for wall built-in control set for floor heating, Floor heating control, Spare part for wall built-in control set for floor heating, Spare parts for wall built-in control set for floor heating, Thermostat button extension, Thermostatic control head extension
EC004887 | EG020012 | Label frame/label holder for furniture | 1 | 11/16/2023 12:25:10 | Frame, Frame with handle, Handle, Label frame, Label frame for furniture, Label frame/label holder for furniture, Label holder, Label holder for furniture, Labelling sign, Labelling strip, Labelling strip/-sign, Labelling strip/sign
EC004888 | EG015140 | Vacuum degasser | 1 | 11/20/2023 15:08:15 | Central heating function server, Degasser, Pressure step degasser, Refill automat, Vacuum degasser
EC004890 | EG020063 | Incinerator for sanitary waste disposal | 1 | 11/28/2023 10:54:10 | Hygiene waste incinerator, Incinerator for sanitary waste disposal, Sanitary disposal incinerator, Sanitary incinerator, Sanitary napkin incinerator, Sanitary waste incinerator
EC004891 | EG000055 | Module level power electronics (photovoltaic) | 1 | 11/30/2023 11:12:09 | MLPE-device, Module level power electronic, Module level power electronic (photovoltaic), Module level power electronics (photovoltaic), Photovoltaic string optimizer, Power optimizer, Power optimizers, Solar module level power electronic (photovoltaic), Solar optimizer, String optimizer
EC004892 | EG000015 | Transformer meter cabinet | 1 | 2023-08-12 15:32 | Indirect meter cabinet, Load part, Meter cabinet, indirect measurement, Meter part, Transformer cabinet, Transformer meter cabinet
EC004893 | EG000015 | Transformer meter panel | 1 | 12/19/2023 22:22:51 | Indirect meter panel, Load part, Meter panel, indirect measurement, Meter part, Transformer meter panel, Transformer panel
EC004894 | EG020058 | Patio doors (complete with frame) | 1 | 12/20/2023 14:47:35 | External sliding doors, Fold, French doors, Hinge, Patio concertina doors, Patio door (complete with frame), Patio doors (complete with frame), Patio harmonica doors, Slide, Sliding doors, Sliding patio doors, Terrace doors
EC004895 | EG000053 | Battery backup station (DC output) | 1 | 2024-12-01 12:09 | Battery backup station, Battery backup station (DC output), Battery backup unit, EN 54-4 power supply equipment
EC004896 | EG015170 | Portable adiabatic cooler | 1 | 01/17/2024 15:24:35 | Mobile adiabatic cooling unit, Portable adiabatic cooler, Portable adiabatic evaporative cooler, Portable evaporative cooler, Portable evaporative cooler indoor, Portable mist cooler
EC004897 | EG020008 | Extension part for window fitting | 1 | 01/18/2024 16:55:13 | Centre lock, Extension, Extension part for window fitting, Extension part for window hardware, Extension rail, Linkage
EC004898 | EG020070 | Decentralized heat recovery unit (residential) | 1 | 01/25/2024 11:20:27 | Decentralized controlled home ventilation, Decentralized domestic ventilation, Decentralized heat recovery unit (residential), Decentralized heat recovery unit for residential construction, Decentralized ventilation unit, Decentralized ventilation unit with heat recovery, Individual heat recovery ventilator, Localized heat recovery unit, Single-room energy recovery ventilator, Stand-alone heat recovery system
EC004899 | EG020077 | Rooftop support anchor | 1 | 01/25/2024 11:58:55 | Roof top anchor for fall protection, Rooftop anchor for air duct, Rooftop anchor for air-conditioning installations, Rooftop anchor for fall safety line, Rooftop anchor for solar installations, Rooftop duct support, Rooftop mounting support, Rooftop support, Rooftop support anchor
EC004900 | EG020062 | Insulation for feed-through plate | 1 | 2024-07-02 14:22 | Insulation feed-through plate, Insulation for feed-through plate, Insulation package feed-through plate air duct
EC004901 | EG020012 | Accessories/spare parts for drawer runner | 1 | 2024-07-02 14:50 | Accessories for drawer runner, Accessories/spare parts for drawer runner, Catch, Clip-on holder, Connector for synchronsiation rod, Damping unit, Depth adjustment, Distance piece, Height adjustment, Lateral stabiliser, Lift off guard, Mechanical opening system, Pull-out shelf locating catch, Pull-out shelf support, Pull-out stop, Self closing unit, Side stabilizer, Spare part for drawer runner, Spare parts for drawer runner, Synchronisation adapter double-sided, Synchronisation adapter flexible, Synchronisation adapter one-sided, Synchronisation adaptor flexible, Synchronisation adaptor one-sided, Synchronisation adaptor two-sided, Synchronisation bar, Synchronisation rod, Synchronisation set, Synchronsation connector, Synchronsation deflection, Synchronsiation deflection
EC004902 | EG020012 | Accessories/spare parts for furniture handle | 1 | 2024-09-02 14:50 | Accessories for furniture handle, Accessories/spare part for furniture handle, Accessories/spare parts for furniture handle, Adapter for folding sliding door, Adapter for glass doors, Adaptor for folding sliding door, Adaptor for glass doors, Base piece, Centre piece, Decor element, End piece, Filling profile, Fixing base, Handle plate, Inner corner, Inset cup for mounting handles on glass doors, Lettering clip, Mounting angle bracket, Mounting socket, Outer corner, Rear plate, Spare part for furniture handle, Spare parts for furniture handle
EC004903 | EG020012 | Flap fitting | 1 | 2024-12-02 14:07 | Double flap lift-up fitting, Flap fitting, Flap stay, Flap stay with pull cable, Flap stay/flap support, Flap support, Foldaway fitting, High flap fitting, Lid stay, Lift up flap fitting, Lift up front fitting, Pivot hinge for writing bureau, Pivot hinge for writing desk, Stay flap fitting, Swivel fitting, Tilt fitting for front flaps
EC004905 | EG020012 | Accessories/spare parts for flap fitting | 1 | 2024-12-02 16:26 | Accessories for flap fitting, Accessories/spare parts for flap fitting, Adaptor, Bump stop, Catch, Damper, Distance piece, Drilling template, Drive unit, Extension cable, Front fastening, Hinge carrier strip set, LED sensor switch, Lift mechanism set, Mounting angle bracket, Mounting kit, Mounting plate, Opening limiter, Screw-on bracket, Screw-on housing, Screw-on plate, Spare part for flap fitting, Spare parts for flap fitting, Telescopic lever
EC004906 | EG020045 | Patent bolt with sleeve | 1 | 02/27/2024 10:14:48 | Connecting screw, Furniture connecting screw, Patent bolt with sleeve, Patent bolt/-bus, Patent bolt/-sleeve
EC004908 | EG020051 | Holder for bathroom accessories | 1 | 2024-01-03 12:02 | Ashtray, Ashtray holder, Freestanding holder for glass, Glass holder, Glass/soap holder, Holder for ashtray, Holder for bathroom accessories, Holder for disinfectant dispenser, Holder for glass, Holder for soap dispenser, Holder for soapholder, Holder for toothbrush holder, Wall holder for bathroom accessories, Wallholder for glass
EC004909 | EG000054 | Accessories/spare parts for fog machine | 1 | 2024-06-03 09:28 | Accessories for fog machine, Accessories/spare parts for fog machine, Battery, Battery/accumulator, Connection set, Fluid, Liquid, Mounting bracket, Nozzle, PCB (Printed circuit board), Pump, Remote control, Spare part for fog machine, Spare parts for fog machine
EC004910 | EG020024 | Trailer | 1 | 2024-06-03 12:03 | Box trailer, Cage trailer, Car carrier, Car hauler, Car trailer, Car transporter, Flat top trailer, Tandem trailer, Tilt trailer, Tipper trailer, Trailer, Utility trailer
EC004911 | EG020053 | Powder cartridge for nail gun | 1 | 2024-11-03 18:08 | Cartridge for nail gun, Powder cartridge, Powder cartridge for nail gun
EC004912 | EG015540 | Radiator installation box | 1 | 03/14/2024 11:48:38 | Pre-installed rapid installation box, Radiator connection block, Radiator connection box, Radiator installation box, Radiator installation box for compact valve heaters
EC004913 | EG000054 | Service access management system for buildings | 1 | 03/18/2024 14:13:45 | Building service access management system, Door central unit, Door central unit for VIGIK system, Service access management system for buildings
EC004914 | EG017960 | Table | 1 | 03/20/2024 07:13:09 | Bar table, Coffee table, Dining table, Meeting table, Oval table, Round table, Side table, Square table, Table, Tree trunk table
EC004915 | EG000046 | Exoskeleton (active) | 1 | 2024-03-04 10:19 | Active wearable device, Assistive exoskeleton, Exoskeleton (active), Power support, Powered armor, Powered exoskeleton, Robotic exoskeleton, Wearable robotic suit
EC004916 | EG020049 | Hot tap water boiler indirectly heated (multiple heat exchangers) | 1 | 2024-11-04 10:04 | Boiler, indirectly fired, Calorifier, Dual coil indirect calorifier, Hot tap water boiler indirectly heated (multiple heat exchangers), Hot tap water cylinder indirectly heated (multiple heat exchangers), Hot water cylinder
EC004917 | EG000046 | Accessories/spare parts for exoskeleton | 1 | 2024-11-04 13:41 | Accessories for exoskeleton, Accessories/spare parts for exoskeleton, Carrying harness, Headrest, Spare part for exoskeleton, Spare parts for exoskeleton
EC004918 | EG020016 | Construction tent | 1 | 04/22/2024 10:48:44 | Building site tent, Construction shelter, Construction site tent, Construction tent, Jobsite tent, Portable utility shelter, Work tent, Worksite canopy
EC004919 | EG000010 | Pipe roller support/-hanger | 1 | 04/29/2024 09:57:09 | Pipe roller bracket, Pipe roller chair, Pipe roller support/-hanger
EC004922 | EG000046 | Snowshoe | 1 | 05/17/2024 14:02:15 | Snow shoe, Snowshoe, Snowshoes
EC004923 | EG020070 | Radiator (gas fired) | 1 | 05/23/2024 11:38:35 | Gas radiator for instant heat, Radiator (gas fired)
EC004925 | EG020062 | Exterior wall console (flue gas system) | 1 | 06/19/2024 12:03:35 | Cantilever (exhaust system), Cantilever (flue gas system), Cantilever (gas flue system), Cantilever arm (exhaust system), Cantilever arm (flue gas system), Exterior wall console (flue gas system), Exterior wall fixation flue gas
EC004928 | EG000055 | Pergola with photovoltaic panels | 1 | 06/21/2024 10:07:52 | Pergola with photovoltaic panels, Solar carport, Solar pergola
EC004930 | EG020012 | Fitting set for drawer | 1 | 06/27/2024 10:13:42 | Drawer set with runner, Drawer set without runner, Drawer side set left/right, Fitting set for drawer, Pot and pan drawer set with runner, Pot and pan drawer set without runner
EC004931 | EG020068 | PVC flooring | 1 | 06/28/2024 14:50:28 | PVC floor, PVC flooring, PVC plank flooring, Plastic flooring, Polyvinyl flooring
EC004932 | EG020012 | Mounting plate for furniture hinge | 1 | 06/28/2024 18:19:46 | Cross mounting plate, Groundplate, Linear mounting plate, Mounting plate for face frames, Mounting plate for furniture hinge, Mounting plate for furniture hinges, Mounting plates for furniture hinges
EC004933 | EG010110 | Laser distance meter | 1 | 06/29/2024 20:01:54 | Distance measure, Laser, Laser device, Laser distance measurer, Laser distance measuring instrument, Laser distance meter, Measuring laser, Rangefinder
EC004934 | EG015410 | Distribution block (pneumatics) | 1 | 06/30/2024 19:59:26 | Distribution block (pneumatics), Distribution block fittings/tubings, Pneumatics manifold, Solenoid valve
EC004935 | EG020024 | Lifehammer | 1 | 06/30/2024 21:04:26 | Breakout hammer, Car escape tool, Emergency glass breaker, Emergency hammer, Escape hammer, Life hammer, Lifehammer, Rescue hammer, Safety hammer, Survival hammer, Window breaker
EC004936 | EG020036 | Pipe cutter (battery) | 1 | 06/30/2024 22:16:15 | Pipe chopper, Pipe cutter (battery), Pipe cutting tool, Pipe shears, Pipe slicer, Pipe slitter, Pipe snips, Tube cutter, Tubing cutter
EC004937 | EG020041 | Pipe cutter (electric) | 1 | 06/30/2024 22:29:36 | Pipe chopper, Pipe cutter (electric), Pipe cutting tool, Pipe shears, Pipe slicer, Pipe slitter, Pipe snips, Tube cutter, Tubing cutter
EC004938 | EG015410 | Gas meter/gas line cabinet | 1 | 06/30/2024 22:44:54 | Gas meter box, Gas meter cabinet, Gas meter enclosure, Gas meter/gas line cabinet, Installation cabinet gasline/-meter
EC004939 | EG020036 | Rebar tying tool (battery) | 1 | 06/30/2024 23:00:41 | Braiding machine (battery), Cordless armour former, Rebar binding machine, Rebar braiding tool, Rebar tier binding machine, Rebar tying machine, Rebar tying tool (battery), Reinforcement connector
EC004940 | EG020097 | Mantle pipe stripping tool | 1 | 06/30/2024 23:11:28 | Mantle pipe stripping tool, Mantle stripper, Pipe casing stripper, Pipe jacket stripper
EC004941 | EG020051 | Cloth towel dispenser | 1 | 06/30/2024 23:18:53 | Cloth roll towel cabinet, Cloth roll towel machine, Cloth towel dispenser, Continuous roll towel, Cotton towel dispenser, Fabric towel dispenser, Reusable towel dispenser, Roll towel dispenser, Textile towel dispenser, Towel dispenser
EC004942 | EG000061 | Butt welding machine | 1 | 06/30/2024 23:28:23 | Butt fusion welding machine, Butt welding machine, Butt welding welding machine, Mirror welding machine, Plastic pipe welding machine, Polywelder, Welding mirror
EC004943 | EG017550 | Accessories/spare parts for waste fitting | 1 | 06/30/2024 23:33:08 | Accessories for waste fitting, Accessories/spare parts for waste fitting, Bowden cable, Cable for waste, Pop-up rod for waste, Pop-up rod waste, Spare part for waste fitting, Spare parts for waste fitting
EC004944 | EG020092 | Tube releasing tool | 1 | 06/30/2024 23:42:54 | Quick-release tool, Tube extraction tool, Tube fitting remover, Tube releasing tool, Tube removal tool
EC004946 | EG020058 | Window-sill | 1 | 2024-01-07 00:02 | Sill plate, Window board, Window cill, Window shelf, Window sill, Window-cill, Window-sill, Windowcill, Windowsill
EC004947 | EG020004 | Door security strip | 1 | 2024-01-07 00:10 | Anti burglar strip, Anti-burglary door strip, Anti-intrusion strip, Burglar-proof door strip, Door security strip, Secustrip
EC004948 | EG020004 | Window barrier bar | 1 | 2024-01-07 00:17 | Armed bar, Barrier bar, Guard bar, Safety bar, Telescopic barrier bar, Window barrier bar, Window burglar bar, Window guard, Window security bar
EC004949 | EG020061 | Balcony drain | 1 | 2024-01-07 00:38 | Balcony discharge drain, Balcony drain, Balcony fitting, Direct drain, Feed-through drain, Terrace drain
EC004950 | EG020012 | Catch technology for furniture locking systems | 1 | 2024-03-07 10:21 | Ball catcher, Bullet catch, Catch technology for furniture locking systems, Ceiling magnet, Child safeguard, Child safety locking device, Counterpart, Furniture locking bar, Grendel bolt, Locking system, Locking technology, Locking technology for furniture locking systems, Magnetic catch, Magnetic disc, Magnetic disk, Magnetic pressure lock, Magnetic push catch, Pressure catch, Roller catch, Twin ball catch, Twin bullet catch
EC004951 | EG020012 | Mechanical locking system for furniture | 1 | 2024-03-07 13:34 | Bolt lock, Case lock, Coin operated lock, Combination lock, Container lock, Cylinder cam lock, Double door lock, Espagnolette lock, Glass door lock, Insert lock, Insert slam lock, Lock case, Lock case with single key operation, Lock with cylinder, Locking system for furniture, mechanical, Mechanical furniture locking system, Mechanical locking system for furniture, Push lock, Roller shutter lock, Rotary catch lock, Shooting bar lock, Sliding door lock
EC004952 | EG020012 | Mechanical component for furniture locking systems | 1 | 2024-03-07 14:39 | Cylinder extension, Deadbolt, Espagnolette rod, Exchangeable cylinder, Key, Locking hook, Mechanical component for furniture locking systems, Mounting adapter, Mounting adaptor, Profile steel rod, Rod guide, Rosette, Spacer, Stop, Stop bracket, Stopper
EC004953 | EG020008 | Cable transition for doors/windows (pre-wired) | 1 | 2024-03-07 17:30 | Cable transition for doors/windows (pre-wired), Lead cover, Lead cover for doors/windows
EC004954 | EG000027 | Luminaire with charging device for electric vehicles | 1 | 2024-04-07 09:24 | Bollard luminaire with charging device, Charging device E-Mobility with luminaire, Charging device for electric vehicles with luminaire, Charging point electrical vehicle with luminaire, Charging point with luminaire, Luminaire bollard with charging device, Luminaire bollard with charging device for electric vehicles, Luminaire for places with charging device, Luminaire for streets and places with charging device, Luminaire for streets and places with charging device for electrical vehicles, Luminaire for streets with charging device, Luminaire with charging device for electric vehicles, Pedestal luminaire with charging device, Street luminaire with charging device, Wallbox with luminaire
EC004955 | EG000036 | Hearing/induction loop amplifier | 1 | 2024-05-07 11:25 | Amplifier, Hearing / induction loop amplifier, Hearing loop kit, Hearing loop system, Hearing/induction loop amplifier, Induction loop kit, Induction loop system
EC004956 | EG000030 | Accessories/spare parts for flashlight | 1 | 2024-05-07 13:04 | Accessories for flashlight, Accessories/spare parts for flashlight, Charger, Clip, Etui, Headband, Headlamp, Headlight, Holder, Lantern, Pen light, Pocket light, Pocket torch, Spare part for flashlight, Spare parts for flashlight
EC004957 | EG000039 | Dishwasher (professional) | 1 | 2024-09-07 15:56 | Catering dishwasher, Cutlery washer, Cutlery washing machine, Dishwasher (professional), Glass washer, Glasses dishwasher, Horeca dishwasher, Professional dishwasher, Utensil washer, Utensils dishwasher
EC004958 | EG020085 | Cutting/grinding disc (non-diamond) | 1 | 2024-10-07 11:47 | Ceramic grinding wheel, Cutting disc, Cutting-off wheel, Cutting/grinding disc, Cutting/grinding disc (non-diamond), Fibre disc, Fibre grinder wheel, Flap grinder wheel, Grinding disc, Grinding wheel, Grinding wheel/grinding stone, Hard metal cup wheel, Radial brush wheel, Roughing grinding wheel, Surface grinding disc
EC004959 | EG000061 | Electric-sleeve welding machine (electric) | 1 | 2024-11-07 12:39 | Electric sleeve welder, Electric sleeve welding machine, Electric-sleeve welding machine, Electric-sleeve welding machine (electric), Electro-sleeve welding machine, Electrofusion pipe welder, Electrofusion welding machine, Plastic pipe welding machine, Polywelder
EC004960 | EG000061 | Clamping device for electric-sleeve welding | 1 | 2024-11-07 14:43 | Clamping device for electric-sleeve welding, Clamping device for electro-sleeve welding, Electric sleeve clamp
EC004961 | EG020008 | Electrical component for windows/door windows | 1 | 2024-11-07 15:15 | Control for window motor, Electrical component for windows/door windows, Locking sensor, Position feedback, Power adapter, Power adaptor, Radio contact, Relay, Switch relay
EC004962 | EG000027 | Luminaire with artificial skylight | 1 | 07/15/2024 13:08:48 | Artificial daylight, Artificial skylight luminaire, Daylight luminaire, LED panel, Luminaire with artificial skylight, Sky window, Skylight luminaire
EC004963 | EG020048 | Switch disconnector (DC) | 1 | 07/17/2024 12:58:53 | Control switch, Fuse switch disconnector, Group switch, Load switch, Main switch, Maintenance switch, Master switch, Off-load switch, On / off switch, On/off switch, Operation switch, Power splitter, Reverser, Rotary toggle, Safety switch, Switch, Switch disconnector, Switch disconnector (DC), Turn switch
EC004964 | EG000020 | Electronic circuit protection device ECPD | 1 | 07/18/2024 15:53:14 | Electronic circuit protection device ECPD
EC004966 | EG000030 | Profile for light ribbon/-hose/-strip | 1 | 07/22/2024 21:19:40 | Profile, Profile for LED, Profile for LED strip, Profile for LED-light ribbon-/hose/-strip, Profile for LED-strip, Profile for light hose, Profile for light ribbon, Profile for light ribbon-/hose/-strip, Profile for light ribbon/-hose/-strip, Profile for light strip
EC004967 | EG000054 | Dummy camera | 1 | 07/23/2024 12:57:13 | Camera dummy, Camera for monitoring system, Decoy camera, Dummy CCTV camera, Dummy camera, Dummy surveillance camera, Fake camera, Mock camera, Observation camera, Phony camera, Replica camera, Security camera
EC004968 | EG000055 | Hybrid inverter | 1 | 07/23/2024 14:09:30 | Battery inverter, DC/AC grid inverter, DC/AC grid inverter for renewable energy, Hybrid inverter, Micro-inverter, Microinverter, Photovoltaics DC/AC grid inverter, Photovoltaics inverter, Solar inverter, String inverter
EC004969 | EG000038 | Accessories/spare parts for laptop | 1 | 07/23/2024 14:22:59 | Accessories for laptop, Accessories/spare parts for laptop, Battery (rechargeable), Battery charger, Cable lock, Cable lock for laptop, Carrier bag, Cover, Cover for laptop, Laptop bag, Laptop battery, Privacy screen, Privacy screen for laptop, Privacy screen protector, Rechargeable battery for laptop, Spare part for laptop, Spare parts for laptop
EC004970 | EG020061 | Pool electrolyzer | 1 | 07/23/2024 18:30:52 | Pool electrolyzer, Salt chlorination device, Salt disinfection device, Swimming pool salt electrolyser
EC004971 | EG020058 | Exterior window shutter | 1 | 07/24/2024 12:23:04 | Exterior shutter, Exterior window shutter, External window shutter, House window shutter, Outdoor shutter, Outdoor window shutter, Outside shutter, Outside window shutter
EC004972 | EG020036 | Tube expander (battery) | 1 | 07/24/2024 15:11:10 | Coil expander, Electro-hydraulic pipe expander, Pipe expander, Tube expander (battery), Tube expander tool
EC004973 | EG020041 | Tube expander (electric) | 1 | 07/24/2024 15:29:30 | Coil expander, Electro-hydraulic pipe expander, Pipe expander, Tube expander (electric), Tube expander tool
EC004975 | EG000061 | Socket welding machine | 1 | 07/24/2024 16:06:26 | Electric socket fusion welder, Electrofusion welding machine, Plastic pipe welding machine, Polywelder, Socket welding machine
EC004976 | EG000061 | Accessories/spare parts for socket welding machine | 1 | 07/24/2024 16:38:59 | Accessories for socket welding machine, Accessories/spare parts for poliwelder, Accessories/spare parts for polywelder, Accessories/spare parts for socket welding machine, Accessory for polywelder, Heating socket, Spare part for socket welding machine, Spare parts for socket welding machine
EC004977 | EG020094 | Heat cost allocator | 1 | 07/25/2024 15:38:42 | Heat cost allocator, Heat loss meter with sensor, Heating cost allocator, Heating cost meter, Radiator energy allocator, Radiator energy meter, Radiator heat cost meter, Radiator heat meter, Thermal energy allocator
EC004978 | EG020091 | Manifold (firefighting) | 1 | 07/25/2024 16:11:29 | FDC, Fire department manifold, Flush inlet fire department connection, Inlet/outlet connection, Manifold (firefighting)
EC004979 | EG020091 | Wye valve (firefighting) | 1 | 07/25/2024 17:14:14 | Ball type wye valve, Fire hydrant splitter, Fire hydrant valve, Firefighting valve, Gated wye valve, Leader line wye, WYE Valve, Wye splitter valve, Wye valve (firefighting)
EC004980 | EG020093 | Test instrument for battery systems | 1 | 07/27/2024 20:26:15 | Battery tester, Test instrument for battery systems, Testing instrument for battery systems
EC004982 | EG020010 | Planter | 1 | 07/31/2024 11:36:30 | Flower pot, Flower tub, Flowerpot, Plant box, Planter
EC004984 | EG015640 | Frost protection valve (monobloc heat pump) | 1 | 07/31/2024 14:37:54 | Antifreeze valve, Frost guard valve, Frost protection, Frost protection valve, Frost protection valve (monobloc air/water heat pump), Frost protection valve (monobloc heat pump)
EC004986 | EG020095 | Sliding and folding door system (outdoor) | 1 | 07/31/2024 18:11:34 | Folding door fitting, Sliding and folding door fitting for outdoor use, Sliding and folding door system (outdoor), Sliding door fitting, Sliding door system (outdoor)
EC004987 | EG020450 | Road gully (complete) | 1 | 08/16/2024 14:03:33 | Curb inlet, Gutter drain, Road gully (complete), Roadside drain, Street drain
EC010000 | EG020077 | Wall guide plate for plastic pipes | 6 |  | Wall guide plate for plastic pipes
EC010001 | EG020077 | Fixing cap, foundation bracket | 5 |  | Fixing cap, foundation bracket
EC010002 | EG020080 | Radiator insert | 6 |  | Insert, Insert piece, Radiator insert, Thermostatic insert piece
EC010003 | EG015840 | Immersion thermostat | 7 |  | Boiler thermostat, Capillary thermostat, Frost thermostat, Immersion thermostat, Industrial thermostat, Limit thermostat, Minimum thermostat, Pipe thermostat, Rod thermostat, Thermostat, Universal thermostat, Water thermostat
EC010004 | EG020066 | Domestic fan | 9 |  | Domestic fan, Supply-air unit, Ventilation appliance, Ventilation system without heat recovery
EC010005 | EG015240 | Floor air grille, rectangular front | 3 |  | Floor air grille, rectangular front
EC010006 | EG020049 | Oil preburner | 5 |  | Oil preburner
EC010007 | EG015240 | Electric air curtain | 6 |  | Electric air curtain
EC010008 | EG015810 | Float-controlled trap | 7 |  | Float trap, Float-controlled trap, Trap
EC010009 | EG020062 | Flue cover | 6 |  | Flue cover
EC010010 | EG020062 | Kitchen extraction box | 2 |  | Kitchen extraction box
EC010011 | EG020065 | Bath lift | 4 |  | Bath lift
EC010012 | EG020064 | Foundation bracket | 5 |  | Foundation bracket, Lower bracket, Upper bracket
EC010013 | EG017960 | Bathroom vanity | 6 |  | Bath unit cabinet, Bathroom vanity
EC010014 | EG020050 | Constant flow rate controller | 9 |  | Constant flow rate controller, Constant flow rate regulator, Flow limiter, Flow rate controller, Flow rate controller for water, Flow rate regulator, Volume flow controller
EC010015 | EG020067 | Single-walled flue gas fitting, 3 connections | 8 |  | Single-walled flue gas attachment, 3 connections, Single-walled flue gas fitting 3 connections, Single-walled flue gas fitting, 3 connections, T-piece, Wye, Y-piece
EC010016 | EG020077 | Ground spike, foundation bracket | 5 |  | Ground spike, foundation bracket
EC010017 | EG020065 | Front support | 4 |  | Front support
EC010018 | EG015840 | Fancoil thermostat | 4 |  | Fancoil thermostat
EC010020 | EG015520 | Storz reduced coupling | 3 |  | Storz reduced coupling
EC010021 | EG020091 | Accessories/spare parts for alarm valve | 6 |  | Accessories for alarm valve, Accessories/spare parts for alarm valve, Accessory for valve, Alarm, Gong, Pressure relief trim, Spare part for alarm valve, Spare parts for alarm valve, Sprinkler valve accessories, Valve accessories, Vent trim, Water-motor alarm
EC010022 | EG015810 | Deaerator/aerator (combined) | 8 |  | Aerator, Afforestation and aerator, Air vent, Breather, Breather for transport pipe, Breather valve, De-aerator, Deaerator, Deaerator / Aerator, Deaerator/aerator, Deaerator/aerator (combined)
EC010023 | EG020063 | Mechanical urinal flusher | 8 |  | Mechanical urinal flusher
EC010024 | EG020069 | Three-way plug valve | 8 |  | Flange valve, Plug cock, Plug valve, Thread valve, Three-way plug cock, Three-way plug valve, Valve
EC010025 | EG020065 | Shower/toilet seat | 5 |  | Shower/toilet seat
EC010026 | EG021005 | Mounting set, ribbed fixing strap | 5 |  | Mounting set, ribbed fixing strap
EC010027 | EG020067 | T-piece double-walled round air duct | 9 |  | T-piece double-walled round air duct, T-piece, double-w. round air duct, T-piece, double-walled round air duct
EC010029 | EG020063 | Washbasin extension | 4 |  | Washbasin extension
EC010030 | EG020069 | Pneumatic controlled three-way control valve | 8 |  | Control valve, Control valve with actuator, Damper, Mix control valve, Mixer, Mixing valve, Motorised valve, Motorized control valve, Motorized diverting valve, Motorized mixing valve, Motorized valve, Pneumatic control valve, Pneumatic controlled three-way control valve, Pneumatic valve, Valve
EC010032 | EG015530 | Thin-walled steel pipe | 7 |  | CH pipe, CH tube, Pipe, Precision steel pipe, Thin-walled pipe, Thin-walled steel pipe, Thin-walled steel tube, Thin-walled tube, Tube
EC010033 | EG020062 | Plastic slide plate, feed-through tile | 6 |  | Plastic slide plate, feed-through tile
EC010034 | EG017640 | Corner entrance shower enclosure rectangular | 6 |  | Corner entrance shower enclosure rectangular
EC010036 | EG020061 | Outlet clamping piece roof gutter | 6 |  | Outlet clamping piece roof gutter
EC010037 | EG020094 | Flue temperature sensor, active | 7 |  | Flue temperature sensor active, Flue temperature sensor, active
EC010038 | EG017640 | Round shower wall | 6 |  | Round shower wall
EC010039 | EG017610 | Laboratory tap | 6 |  | Laboratory tap
EC010040 | EG020077 | Sliding piece | 7 |  | Slide bearings plastic, Sliding piece, Spherical plain bearing rod ends with internal thread
EC010041 | EG020084 | Spindle heater for valve | 3 |  | Spindle extension for valve, Spindle heater for valve
EC010042 | EG017550 | Triple trap | 5 |  | Triple trap
EC010043 | EG017550 | Flush pipe extension pipe | 4 |  | Flush pipe extension pipe
EC010045 | EG020089 | Solar heater tank | 6 |  | Hot water-frees standing storage tank, Solar heater tank, Solar heater tank (return flow), Solar heater tank with integrated return flow, Storage water heater for solar system, Vertical storage tank
EC010046 | EG017640 | Pentagonal shower wall | 6 |  | Pentagonal shower wall
EC010047 | EG015140 | De-aeration valve (manual) | 7 |  | Boiler breather, Boiler vent, Breather, De-aeration cock (CH), De-aeration valve (CH), De-aeration valve (central heating), De-aeration valve (hand operated), De-aeration valve (manual), Manual de-aeration valve, Radiator bleed valve, Vent, Vent Valve (CH), Vent valve
EC010048 | EG015640 | Accessories/spare parts for radiator fittings | 8 |  | Accessories foot radiator valve, Accessories for radiator appendages, Accessories for radiator fittings, Accessories for radiator valves, Accessories include connecting block, Accessories radiator thermostat, Accessories radiator valve, Accessories/spare parts for radiator fittings, Adapter, Adapter from different manufacturer, Adaptor, Adaptor from different manufacturer, Adjustment key, Anti-theft ring, Anti-vandalism cover, Assembly aid, Breech, Cone connection, Connecting cone, Connecting nipple, Connection nipple, Connection nipple H-block, Connection tube, Conversion kit, Conversion kit for thermostatic valve, Conversion set, Cover, Cover rosette, Cover/decorative cap, Covering cap/ornamental cap, De-mounting tool, Decorative cap, Dismantling key, Enhancement material, Extended tail, Extended tailpiece, Fill / drain valve bottom block, Fill and drain valve lower block, Fill/drain adapter, Fill/drain valve, Gland, Hand wheel, Handwheel, Interior, Internal mechanism, Linking tube, Locking pin, Mounting wrench, Nutrition unit radiator thermostat, O-ring, Plug key radiator valve, Radiator appendages accessories, Radiator button, Rinse for capillary tube, Scale ring, Screw for hand wheel, Spare part for radiator fittings, Spare parts for radiator fittings, Spindle extension, Stuffing, Support sleeve, Supporting case, Tailpiece
EC010049 | EG020077 | Two-part bracket round | 8 |  | B-bracket, Bossed clamp, Bracket, Bracket with weld nut, Double wall bracket, Industry bracket, Pipe bracket, Pipe clamp, Pipe clip, Pipe screw clamp, Pipe support, Screw bracket, Screw clamp, Shackle, Two-part bracket round, Two-piece bracket, Two-piece bracket round, Two-point bracket, Universal bracket, Wall bracket
EC010050 | EG020065 | Wall rail, adapted sanitary fittings | 4 |  | Wall rail, adapted sanitary fittings
EC010051 | EG020067 | Cross piece, round air duct | 6 |  | Cross piece, round air duct, X-piece round air duct
EC010052 | EG015640 | Operation key (inner square) for valve/faucet | 5 |  | Cock wrench, Faucet key, Operation key (inner square) for valve/faucet, Tap key, Tap wrench, Valve wrench, Wrench for plug cock, Wrench for plug tap, Wrench for plug valve
EC010054 | EG020061 | Connection piece roof gutter | 6 |  | Connection piece roof gutter
EC010056 | EG020067 | Bend rectangular air duct | 6 |  | Bend for installation tubes, Bend rectangular air duct, Bend, rectangular air duct, Corner piece for ventilation system, Double-walled duct, Externally insulated duct, Hard foam duct (full insulation), Internally insulated duct, Uninsulated duct
EC010057 | EG015840 | Zone controller | 4 |  | Radiographic zone controller, Zone controller
EC010058 | EG020081 | Shut down valve (tap water) | 7 |  | SD valve, Shut down valve (tap water), Shut-off valve, Shut-off valve (tap water), Stop valve, Stop valve (tap water), Tap water valve
EC010059 | EG020094 | Glass thermometer | 9 |  | Chemical thermometer, Glass thermometer, Machine thermometer, Pocket thermometer, Rod thermometer, Room thermometer, Thermometer
EC010061 | EG020070 | Mechanical accessories, ventilator convector | 4 |  | Air switch box, Battery, Condensate collector, Coupling piece, Exhaust plenum, Fan sealing plate, Flexible air connection, Front exhaust conversion set, Gearbox, Legs, Mechanical accessories, ventilator convector, Outlet corner piece, Outlet grille, Rear panel, Suction grille
EC010062 | EG020065 | Height adjustment system toilet | 5 |  | Disabled toilet, Height adjustment system toilet, High/low frame, High/low system
EC010063 | EG020063 | Actuator plate for flushing system | 7 |  | Actuator plate for flushing system, Control panel, Cover, Cover plate, Flush actuator, Flush actuator flushing system mechanical, Flush actuator plate, Front panel, Front plate, Front plate flush system, Operation panel, Operation plate, Operation plate flush system, Pressure plate, Toilet flush actuator, Toilet flush plate, Toilet rim block holder, Urinal flush actuator, Urinal flush plate
EC010064 | EG020080 | Thermostatic control head for valve | 8 |  | Radiator thermostat button, Radiator thermostat clock, Radiator thermostat head, Radiator thermostat valve, Radiator thermostatic knob, TRV, Thermostat radiator valve, Thermostatic control element, Thermostatic control head for radiator valve, Thermostatic control head for valve, Thermostatic element, Thermostatic head for radiator valve
EC010066 | EG020062 | Roof vent cover | 7 |  | Roof vent cover, Roof vent cover, flat roof
EC010067 | EG015240 | Air curtain without heat exchanger | 5 |  | Air curtain without heat exchanger
EC010068 | EG017640 | Accessories/spare parts for shower wall | 6 |  | Accessories for shower wall, Accessories/spare parts for shower wall, Door section, Handles/buttons, Mounting kit, Profile, Seal, Sealing, Shower wall / shower cabin accessories and parts, Shower wall accessories and parts, Soap tray, Spare part for shower wall, Spare parts for shower wall, Stabilisation, Towel holder, Wall section
EC010069 | EG015510 | Plastic hose, insulated with spiral | 6 |  | Air hose, Air hose for heat pump, Plastic hose, insulated with spiral
EC010070 | EG015530 | Profiled pipe, aluminium | 6 |  | Aluminium profiled pipe, Aluminium profiled tube, Aluminium tube, Aluminum pipe, Pipe profile, Profiled pipe, aluminium, Profiled tube clip, Rectangular aluminum pipe, Rectangular aluminum tube, Square aluminum pipe, Square aluminum tube, Tube
EC010071 | EG020069 | Fill and drain valve | 7 |  | Drain cock, Drain valve, Fill and drain cock, Fill and drain valve, Fill cock, Fill safety group, Fill valve
EC010072 | EG020050 | Thermostatic de-aerator (steam) | 7 |  | Thermostatic de-aerator, Thermostatic de-aerator (steam), Thermostatic de-aerator for steam systems
EC010074 | EG020077 | Waste stack bracket set | 6 |  | Waste stack bracket set
EC010075 | EG020069 | Four-way plug valve | 8 |  | Flange valve, Four-way plug cock, Four-way plug valve, Plug cock, Plug valve, Thread valve, Valve
EC010076 | EG020079 | Norm block pump with base plate | 8 |  | Norm block pump with base plate
EC010077 | EG020080 | Bottom H-block | 9 |  | Bottom H-block, Bottom radiator connection block, Compact radiator valve, H-block, H-block under, H-bottom block, Pipe distributor, Radiator bottom block, Radiator connection block
EC010078 | EG020065 | Toilet support | 7 |  | Toilet support
EC010079 | EG021009 | Accessories/spare parts for pipe duct | 6 |  | Accessories for pipe duct, Accessories/spare parts for pipe duct, Click bracket, Coupling piece, End cap, End piece, Flat bend, Inner bend, Inside bend, Joint cover for cover, Outer bend, Outside bend, Reduction piece, Reduction/enlargement piece, Spare part for pipe duct, Spare parts for pipe duct, T-piece, Wall connection, Wall cover, Wall mount
EC010080 | EG015140 | Bucket filter, single | 7 |  | Bucket filter, Bucket filter, single, Coarse filter, Dirt separator, Dirt trap, Filter, Oil filter, Separator, Single filter, Water filter
EC010081 | EG019810 | Cleaning product | 6 |  | After treatment agent, Algae and moss removal, Algae and moss remover, Algae remover, Before treatment agent, Brake cleaner, Cement residue remover, Chalk cleaner, Chalk remover, Cleaner, Cleaning product, Concrete release agent, Concrete solvent, Degrease product, Degreaser, Descaler, Detergent, Floor cleaner, Glass cleaner, Ground cleaner, Industrial cleaner, Intensive basic cleaner, Mold remover, Moss remover, Mould remover, Pre and post treatment agent and mortar additive, Rinse product, Surface cleaner, Urine cleaner, Urine/chalk cleaner, Window cleaner
EC010082 | EG020049 | Electric boiler | 5 |  | Compact installation for electro central heating, Electric boiler, Electro central heating, Electro central heating system, Installation kit
EC010083 | EG020051 | Recess for ashtray holder | 2 |  | Recess for ashtray holder
EC010085 | EG015520 | Storz blind cap | 2 |  | Storz blind cap
EC010087 | EG020070 | Radiator window-sill support | 5 |  | Radiator window sill support, Radiator window-sill support, Radiator windowsill support
EC010089 | EG020063 | Double wall/built-in element bath/shower mixer | 7 |  | Double wall/built-in element bath/shower mixer
EC010090 | EG020070 | Wall built-in control set for floor heating | 6 |  | Control for small spaces, Floor heating control, Floor heating control unit, Heating control, Readjustment floor heating, Readjustment heating, Wall built-in control set for floor heating, Wall fitting control set, Wall fitting control set for floor heating
EC010092 | EG020065 | Accessories/spare parts for shower stretcher/dressing table | 5 |  | Accessories for dressing table, Accessories for shower stretcher, Accessories for shower stretcher/dressing table, Accessories, shower stretcher/dressing table, Accessories/spare parts for shower stretcher/dressing table, Front gate, Safety catch, Side gate, Spare part for shower stretcher/dressing table, Spare parts for dressing table, Spare parts for shower stretcher, Spare parts for shower stretcher/dressing table, Splash guard
EC010093 | EG020067 | Pot embedded duct | 6 |  | Pot embedded duct
EC010094 | EG020077 | Double pipe bracket | 7 |  | Double pipe bracket
EC010097 | EG020070 | Radiator spacer | 6 |  | Radiator spacer
EC010098 | EG020062 | Roof upstand prefab chimney single family house | 6 |  | Roof up-stand prefab chimney single family house, Roof upstand prefab chimney single family house
EC010099 | EG015240 | Gauze grille | 4 |  | Gauze grille
EC010100 | EG020063 | Dressing table | 5 |  | Changing table, Dressing table
EC010101 | EG020067 | Concentric flue gas/air supply form piece, 3 connections | 7 |  | Concentric flue gas/air supply form piece, 3 connections, T-piece, Y-piece
EC010102 | EG020069 | Four-way ball valve | 8 |  | Ball valve, Flange valve, Four way ball valve, Four way valve, Four-way ball valve, Four-way valve, Thread valve, Valve
EC010103 | EG020062 | Outlet nozzle, round air duct | 6 |  | Outlet nozzle, round air duct
EC010104 | EG020080 | Radiator connection combination with valve and bottom block | 8 |  | Bottom block set, Bottom block system, Connection set for convectors, Connection set for radiators/convectors, One pipe combination, One-and two-pipe combination, Radiator connection block, Radiator connection bottom block, Radiator connection combination with valve and bottom block, Radiator connection with valve, Radiator connection with valve and bottom block
EC010105 | EG020061 | Wreath piece | 4 |  | Wreath piece
EC010106 | EG020050 | Liquid level sensor | 9 |  | Analyse sensor liquid, Level sensor, Liquid level sensor, Liquid sensor, Pressure sensor
EC010107 | EG015640 | Accessories/spare parts for membrane valve | 6 |  | Accessories for membrane valve, Accessories membrane valve, Accessories/spare parts for membrane valve, Bonnet, Bonnet membrane valve, Cap, Cap membrane valve, Gland, Gland membrane valve, Hand wheel, Hand wheel membrane valve, Housing, Housing membrane valve, Membrane, Membrane membrane valve, Packing gland, Spare part for membrane valve, Spare parts for membrane valve, Spare set, Spare set membrane valve, Spares membrane valve
EC010108 | EG015540 | Mounting console for wall plate | 4 |  | Double bridge, Mounting console for wall plate
EC010109 | EG017640 | Sliding rod combination | 7 |  | Shower Rail Combination, Sliding rod combination
EC010110 | EG020062 | Flue gas roof duct | 8 |  | Flue gas roof duct
EC010111 | EG015810 | Accessories/spare parts for pressure difference switch | 5 |  | Accessories for pressure difference switch, Accessories/spare parts for pressure difference switch, Measuring hose set, Mounting plate, Spare part for pressure difference switch, Spare parts for pressure difference switch
EC010113 | EG020077 | Floor support for pipe bracket | 4 |  | Floor support for pipe bracket
EC010114 | EG020067 | Branch piece rectangular air duct | 5 |  | Branch piece rectangular air duct
EC010115 | EG020062 | Feed-through roof tile | 9 |  | Feed-through roof tile, Feed-through tile, Pitched roof tile, Roof tile
EC010117 | EG015140 | De-aerator (automatic) | 8 |  | Air vent, Automatic de-aerator, De-aerator, De-aerator (automatic), Deaerator (automatic), Float deaerator, Float deaerator (automatic), Floatvent
EC010118 | EG020061 | Separation strip roof gutter | 4 |  | Expansion band, Separation strip roof gutter
EC010119 | EG020062 | Feed-through plate | 6 |  | Chimney cover plate, Feed-through plate, Top plate
EC010120 | EG020069 | Globe valve | 9 |  | Bellows valve, Flange valve, Globe valve, Quick release valve, Screw valve, Self-closing flap valve, Strang valve, Thread valve, Valve, Vortex valve
EC010121 | EG020067 | Bend round air duct | 8 |  | Bend round air duct, Bend, double-w. round air duct, Bend, double-walled round air duct, Bend, heat exchanger air duct, Bend, insulated round air duct, Bend, round heat recovery air duct, Double-walled duct, Externally insulated duct, Hard foam duct (full insulation), Heat exchanger bend, Heat recovery bend, Inspection bend, round air duct, Internally insulated duct, Outlet bend, round air duct, Uninsulated duct
EC010122 | EG015810 | Pressure reducing valve | 10 |  | Air reduction, Air regulator, Compressed air reduction, Compressed air regulator, Gas reduction, Gas regulator, Pressure reducing valve, Pressure reduction device, Reducer, Reduction valve, Steam reduction, Steam regulator, Water reduction, Water regulator
EC010123 | EG015880 | Accessories/spare parts for measuring device for flow and pressure controllers | 5 |  | Accessories for measuring device for flow and pressure controllers, Accessories/spare parts for measuring device for flow and pressure controllers, Adjustment key, Charger, Connection cable, Expansion set, Measuring adapter set, Measuring adaptor set, Measuring hose, Measuring hose with filter and cut-off valve, Measuring needle, Measuring nipple, Spare part for measuring device for flow and pressure controllers, Spare parts for measuring device for flow and pressure controllers
EC010124 | EG020063 | Recess for waste bin | 3 |  | Interior bin for waste can, Recess for waste bin
EC010125 | EG015840 | Security switchboard for smoke detectors | 4 |  | Security switchboard for smoke detectors
EC010126 | EG017110 | Bidet | 7 |  | Bidet
EC010128 | EG020063 | Side for bath and shower | 9 |  | Side for bath and shower
EC010129 | EG017550 | Double trap | 5 |  | Double trap
EC010130 | EG019710 | Concrete tie for embedded rail | 6 |  | Concrete tie for embedded rail
EC010131 | EG020061 | Aerator (pressureless system) | 6 |  | Aerator, Aerator (non-pressurised system), Aerator (non-pressurized system), Aerator (pressureless system), Sewer aerator, Under-pressure protection, Underpressure protection, Vacuum protection, Vacuum valve (non-pressurized system)
EC010132 | EG017640 | Hand shower holder | 5 |  | Faucet plug, Faucet plug pin, Fixed hand shower support, Fixed support, Hand shower holder, Plug device for hand shower, Plug kit for hand shower, Shower head support, Wall mount hand shower, Wall mount showerhead, Wall shower holder
EC010133 | EG020062 | VEWI valve | 4 |  | VEWI valve
EC010134 | EG020061 | Separation partition roof gutter | 3 |  | Separation partition roof gutter
EC010135 | EG020067 | Lip seal, flue gas pipe | 4 |  | Lip seal, flue gas pipe
EC010136 | EG020080 | Radiator valve | 10 |  | Cooling valve, Cooling valve normal closed, Cooling valve normal open, Hand valve, NC valve, NO valve, Radiator stop cock, Radiator stop valve, Radiator stopcock, Radiator valve, Reverse-acting valve, TRV, Thermostatic radiator valve, Thermostatic valve for cooling, Two-way valve, Valve
EC010137 | EG020062 | Rectangular air duct | 7 |  | Air duct, Complementary mounting set, Double-walled air duct, Double-walled duct, Embedded duct, External insulated air duct, Externally insulated duct, Flat duct, Flat duct set, Hard foam airduct, Hard foam duct (full insulation), Heat exchanger pipe, Internal insulated air duct, Internally insulated duct, Rectangular air duct, Round duct, Round duct set, Uninsulated duct
EC010138 | EG020070 | Central heating plate changer | 6 |  | CH plate changer, Central heating plate changer, Heat exchanger, Heat exchanger for heating, Hot water heat exchanger
EC010140 | EG017640 | Sliding rod | 8 |  | Adjustable hand shower support, Adjustable shower head support, Rod, Shower Rail, Shower rod, Shower support, Sliding rod
EC010141 | EG017550 | Flush pipe bend | 7 |  | Down flow pipe, Down flow tube, Flush elbow, Flush elbow extension, Flush pipe, Flush pipe bend, Flush pipe extension bend, Half-high down flow pipe, Half-high flush bend, Half-high flush pipe, High flush bend, High flush pipe, Toilet down flow pipe, Toilet down flow tube
EC010142 | EG020063 | Flushing reservoir float valve | 5 |  | Flushing reservoir float valve
EC010143 | EG020061 | Leaf catcher roof discharge | 5 |  | Leaf catcher roof discharge
EC010144 | EG017110 | Washbasin leg | 4 |  | Washbasin leg
EC010145 | EG020063 | Double wall/built-in element for wall-hung toilet with flushing reservoir | 8 |  | Double wall/built-in element for wall-hung closet with flushing reservoir, Double wall/built-in element for wall-hung toilet with flushing reservoir, Double wall/built-in element wall-hung closet with flushing reservoir
EC010146 | EG020051 | Glass/toothbrush holder | 7 |  | Glass/toothbrush holder
EC010147 | EG020067 | Slanting corner embedded duct | 5 |  | Slanting corner embedded duct
EC010150 | EG021005 | Rail beam clamp | 6 |  | Rail beam clamp
EC010151 | EG015140 | Pipeline strainer | 8 |  | CV filter, Compressed air filter, Conical strainer, Dirt separator, Dirt trap, Filter, Gas filter, In-line filter, Inline filter, Oil filter, Pipe filter, Pipeline strainer, Separator, Sieve, Steam filter, Strainer, Tee strainer, Water filter, Y filter, Y type filter, Y-filter, Y-strainer
EC010152 | EG020070 | Convector radiator | 7 |  | Convector radiator
EC010153 | EG020077 | Carrying plate | 7 |  | Carrying plate
EC010156 | EG015240 | Perforated grille | 5 |  | Perforated grille
EC010159 | EG020500 | Inlay strap | 5 |  | Inlay strap
EC010160 | EG015640 | Accessories/spare parts for thermostatic control valve, hot tap water | 7 |  | Accessories for thermostatic control valve, hot tap water, Accessories thermostatic control valve, hot tap water, Accessories/spare part for thermostatic control valve, hot tap water, Accessories/spare parts for thermostatic control valve, hot tap water, Coupler, Coupling, Disinfection module, Drain adapter, Drain adaptor, Iso-set, Isolation set, Lockable coupling, Spare part for thermostatic control valve, Spare part for thermostatic control valve, hot tap water, Spare parts for thermostatic control valve, hot tap water, Thermal drive module, Thermo Detector, Thermocouple temperature sensor, Thermometer, Thermostatic actuator
EC010161 | EG017640 | Hand shower | 7 |  | Barber hand shower, Hand shower, Hand shower combination, Hand shower set, Handshower, Showerhead
EC010162 | EG015540 | Wall plate on bracket | 7 |  | Double wall plate on bracket, system connection, Gas pipe fixing bracket, Shower fixing bracket, Wall plate on bracket
EC010163 | EG020069 | Gate valve | 8 |  | Flange valve, Gate valve, Slide valve, Thread valve, Valve
EC010164 | EG015640 | Accessories/spare parts for check valve | 6 |  | Accessories checkvalves, Accessories for check valve, Accessories for checkvalves, Accessories for non-return valve, Accessories, non-return valve, Accessories/spare parts for check valve, Disc guide, Locking device, Plug stop, Seal, Sealing plug, Spare part for check valve, Spare parts for check valve, Spare set, Spring
EC010165 | EG017110 | Shower toilet | 5 |  | Shower toilet
EC010166 | EG020050 | Pressure gauge console | 6 |  | Pressure gauge console
EC010167 | EG020067 | Loose flange rectangular air duct | 5 |  | Loose flange rectangular air duct, Loose flange, rectangular air duct
EC010168 | EG015170 | Plenum for air handling unit | 2 |  | Hood for ventilation system, Plenum for air handling unit
EC010170 | EG015540 | Compression ring reducing set | 3 |  | Compression ring reducer, Compression ring reducing set, Compression ring reduction, Compression ring reduction set
EC010171 | EG020069 | Pneumatic controlled two-way control valve | 8 |  | Control valve, Control valve with actuator, Damper, Motorised valve, Motorized control valve, Motorized valve, Pneumatic control valve, Pneumatic controlled two-way control valve, Pneumatic conttrolled two-way control valve, Pneumatic valve, Valve
EC010172 | EG017110 | Squatting toilet | 7 |  | Squatting toilet
EC010175 | EG017110 | Toilet with faeces grinder | 8 |  | Closet with faeces grinder, Toilet with faeces grinder
EC010177 | EG015540 | Washing machine element for construction wall | 5 |  | Washing machine element for construction wall
EC010178 | EG020062 | Prefab chimney, single-family home | 5 |  | Prefab chimney, single-family home
EC010179 | EG020063 | Bath screen | 8 |  | Bath screen, Bath side, Bath side partition
EC010180 | EG015640 | Venturi insert for central heating | 5 |  | Flow Insert, Insert for CH, Insert for T coupling, Venturi insert for CH, Venturi insert for central heating
EC010181 | EG020062 | Cover rosette, round air duct | 6 |  | Cover rosette, round air duct
EC010182 | EG020056 | Natural stone tile | 4 |  | Antiskid tile, Bathroom tile, Bluestone tile, Floor tile, Granite tile, Marble tile, Natural stone tile, Sandstone tile, Slate tile, Terracotta tile, Tile, Travertine tile, Wall tile
EC010183 | EG020062 | Hearth slide | 6 |  | Hearth slide
EC010184 | EG020049 | Storage tank (potable water system) | 6 |  | Boiler storage tank, Buffer tank drinking water, Domestic hot water tank, Hot tap water storage tank, Hot water storage tank, Storage tank (drinking water system), Storage tank (potable water system), Storage vessel (potable water system)
EC010186 | EG020067 | T-Y-piece round air duct | 8 |  | Hard foam duct (full insulation), Heat exchanger T-Y-piece, Heat recovery T-Y-piece, T-Y-piece round air duct
EC010187 | EG020065 | Adjustment system washbasin | 4 |  | Adjustable washbasin system, Adjustment system washbasin, Height adjustment system washbasin, Height/sideways adjustment system washbasin, High/low washbasin system
EC010188 | EG020067 | Round saddle for air duct | 9 |  | Boot saddle for round air duct, Flanged sleeve air duct, Flanged sleeve embedded duct, Round Pipe Saddle Takeoff, Round Saddle tap on flat air duct, Round Saddle tap on round air duct, Round saddle collar for round of flat air duct, Round saddle for air duct, Round saddle piece for air duct, Round side connection embedded duct, Saddle piece for round air duct
EC010189 | EG015840 | Water detection switching | 8 |  | Drinking water leakage safety system, Flood switch, Flooding switch, Water detection switch, Water detection switching, Water failure shutter, Water leak breaker, Water leakage breaker, Water leakage shutter
EC010190 | EG020062 | Chimney cover | 3 |  | Chimney cover
EC010191 | EG020062 | Chimney bracket construction | 4 |  | Chimney bracket construction, Chimney double wall bracket, Wall spacer
EC010192 | EG017610 | Standing tap coupling | 4 |  | Standing coupling, Standing tap coupling, Tap coupling for bathtub edge, Tap coupling for shower cabin, Tap coupling for tile edge, Tap coupling for top, Tap coupling for wall
EC010193 | EG020084 | Thermal servomotor | 7 |  | Radiator thermostat knob, Thermal actuator, Thermal motor, Thermal servomotor, Thermostat radiator valve, Thermostatic element, Thermostatic regulator
EC010194 | EG020065 | Accessories/spare parts for shower/toilet chair | 5 |  | Accessories for shower chair, Accessories for shower/toilet chair, Accessories for toilet chair, Accessories, shower/toilet chair, Accessories/spare parts for shower/toilet chair, Adapter, Adaptor, Armrest locking device, Bottom insert, Brake, Footrest/footboard, Leg support, Loose back cover, Loose seat cover, Seat, Seat filler stop, Spare part for shower/toilet chair, Spare parts for shower chair, Spare parts for shower/toilet chair, Spare parts for toilet chair, Telescopic legs, Toilet bucket holder
EC010195 | EG017550 | P-, S-, bottle siphon | 7 |  | Bidet siphon, Bidet trap, Cup siphon, Cup trap, Dip tube trap, Fountain siphon, Fountain trap, P, S, beaker siphon, P-, S-, bottle siphon, P-siphon, P-trap, Pedestal siphon, Pedestal trap, Plug bottle trap, Plug siphon tube, S-siphon, S-trap, Sink siphon, Sink trap, Siphon for sink, Tubular trap, Washer siphon, Washer trap, Water trap
EC010196 | EG019710 | Construction plate for mounting rail | 5 |  | Construction plate for mounting rail
EC010197 | EG020070 | Radiator wall console | 6 |  | Radiator wall console
EC010198 | EG020049 | Boiler with preburner | 6 |  | Boiler with preburner
EC010199 | EG015140 | Bucket filter, double | 8 |  | Bucket filter, double, Bucket filter, duplex, Dirt filter, Dirt separator, Dirt trap, Double filter, Duplex bucket filter, Duplex bucket filterucket filter, Duplex filter, Filter, Oil filter, Separator, Water filter
EC010200 | EG020069 | Float valve | 8 |  | Float cock, Float tap, Float valve
EC010201 | EG020091 | Alarm valve | 5 |  | Alarm check valve, Alarm deluge, Alarm dry valve, Alarm valve, Alarm wet valve, Deluge, Deluge valve, Dry valve, Preaction valve, Sprinkler valve, Valve, Valve dry, Valve wet, Wet pipe alarm valve, Wet valve
EC010202 | EG020049 | Extension module for air heater, indirect | 2 |  | Extension module for air heater, indirect
EC010203 | EG020067 | Offset bend rectangular air duct | 6 |  | Branch, rectangular air duct, Offset bend rectangular air duct
EC010204 | EG017110 | Accessories/spare parts for shower toilet | 6 |  | Accessories and spare parts for shower toilet, Accessories for shower toilet, Accessories/spare parts for shower toilet, Auto open and close unit, Base, Boiler, Carbon filter, Connecting bracket, Control unit, Electronics, Filter, Hot air dryer, Lighting, Nozzle, Power cable, Power cord, Remote control, Shower toilet pump, Shower unit, Smell extraction, Soft lay-on seat, Spare part for shower toilet, Spare parts for shower toilet, Stabilising bracket, Toilet raiser
EC010205 | EG015630 | One-bladed control valve, oval air duct | 3 |  | One-bladed control valve, oval air duct
EC010206 | EG020091 | Sprinkler for domestic use | 5 |  | Domed concealed sprinkler, Horizontal sidewall sprinkler, Pendent sprinkler, Recessed pendent sprinkler, Residential domed concealed sprinkler, Residential horizontal sidewall sprinkler, Residential pendent sprinkler, Residential recessed pendent sprinkler, Residential sprinkler, Sprinkler, Sprinkler for domestic use
EC010207 | EG017550 | Built-in box for urinal | 5 |  | Built-in box for urinal
EC010208 | EG015630 | Air volume and pressure controller, round | 4 |  | Air volume and pressure controller, round, VAV, VVC, Variable volume control, Variable volume controller
EC010209 | EG020070 | Radiator stand console | 6 |  | Lifting bracket, Radiator base, Radiator stand bracket, Radiator stand console, Radiator stand console set, Stable standpipe, Vertical radiator console, Vertical radiator console set
EC010210 | EG020063 | Electronic urinal flusher | 8 |  | Electronic urinal flusher
EC010211 | EG020065 | Accessories/spare parts for toilet raiser | 5 |  | Accessories for toilet raiser, Accessories, toilet raiser, Accessories/spare parts for toilet raiser, Spare part for toilet raiser, Spare parts for toilet raiser, Splash guard
EC010213 | EG020070 | Convector console | 6 |  | Convector console
EC010214 | EG020069 | Three-way needle valve | 8 |  | Needle valve, Needle valve block, Thread valve, Three-way needle valve, Valve
EC010216 | EG015840 | Fixed-application controller | 8 |  | Fixed-application controller, Heat pump control, Solar control
EC010217 | EG020077 | Inlay plate for fixed-point construction | 5 |  | Inlay plate for fixed-point construction
EC010218 | EG020070 | Convector element | 6 |  | Convection module, Convector element, Heat emitter, Heat exchange component, Heat transfer element, Heating element, Radiator element
EC010220 | EG020077 | Cold-bridge-free bracket | 7 |  | Cold-bridge-free bracket
EC010221 | EG015140 | Attachment for separator/mud trap | 5 |  | Attachment for separator/mud trap, Separator / mud trap attachment
EC010225 | EG015530 | Multi-layered pipe, smooth | 7 |  | Multi-layered pipe, smooth
EC010226 | EG015520 | Storz coupling/thread | 6 |  | Cam coupling, Fire connection, Fire coupling, German coupling, Half-symmetric coupling, Hose coupling with external thread, Hose coupling with internal thread, Hydrant coupling, Storz coupling, Storz coupling with external thread, Storz coupling with internal thread, Storz coupling/thread, Storz/thread coupling, Threaded coupling, Threaded fitting, Water coupling, Water hose coupling
EC010227 | EG020049 | Mounting frame for HVAC device | 4 |  | Mounting frame for HVAC, Mounting frame for HVAC device, Rail console set, Railconsole set, Suspension system for air heater, indirect, Unit bracket, Wall Bracket air conditionerd, Wall bracket air conditioner, Wall bracket airco, Wall bracket airco-unit, Wall bracket airco/heater
EC010229 | EG020080 | One-point bottom connecting block | 7 |  | One-point bottom connecting block
EC010230 | EG015240 | Overflow grille | 8 |  | Door ventilation grille, Overflow grille
EC010231 | EG020049 | Boiler, gas heated | 8 |  | Boiler, directly fired, Boiler, gas heated, Cylinder, Hot water cylinder
EC010232 | EG020049 | Wall-mounted gas boiler | 7 |  | Gas central heating boiler, Wall-mounted gas boiler, Wall-mounted gas heater
EC010233 | EG020051 | Insert for soap holder | 5 |  | Insert for soap holder, Recess for soap holder
EC010235 | EG017110 | Urinal | 7 |  | Angle urinal, Flat back urinal, Home urinal, Ladies urinal, Urinal, Wall urinal
EC010236 | EG019810 | Surface disinfectant fluid | 5 |  | Disinfectant, Surface disinfectant fluid
EC010237 | EG020067 | Thimble front plate | 2 |  | Thimble front plate
EC010238 | EG020069 | Needle valve | 7 |  | Needle valve, Needle valve block, Thread valve, Valve
EC010256 | EG015540 | Flanged bush | 7 |  | Collar bush, Flanged bush, Flanged end, Flanged piece, Stub, Stub end, Welding bush
EC010258 | EG020500 | Pipe insulation | 6 |  | Acoustic pipe insulation, Insulation tube, Noise insulation tube, Pipe insulation, Pipe sound insulation, Thermal pipe insulation, Tube insulation
EC010259 | EG020049 | Hot water boiler connection group | 6 |  | Boiler connection group, Drain funnel, Hot water boiler connection group, Pressure reducing valve, Pressure safety group boiler, Safety valve
EC010260 | EG015140 | Air-/dirt separator | 7 |  | Air separator, Air separator for central heating, Air-/dirt separator, Air-/dirt separator for CH/cooling system, Air-/dirt separator for central haeting/cooling system, Air-/dirt separator for central heating/cooling system, Air-dirt separator for CH/cooling system, Air/dirt separator, De-aerator for solar system, Dirt seperator, Dirt trap, Filter, Floatvent, Separator
EC010261 | EG020069 | Solenoid valve | 7 |  | Magnet valve, Magnetic valve, Pulse valve, Solenoid, Solenoid valve, Two-way magnetic valve, Two-way solenoid valve, Zone valve
EC010262 | EG020069 | Pressure gauge valve | 7 |  | Gauge valve, Pressure gauge valve
EC010263 | EG015510 | Flat roll-up fire hose with coupling | 2 |  | Extinguish hose, Fire extinguish hose, Fire hose, Flat fire hose, Flat roll-up fire hose with coupling, Hose, Waterhose
EC010264 | EG015510 | Fire hose reel | 5 |  | Bare hose reel, Fire hose reel, Fire hose with reel, Reel with fire hose
EC010265 | EG015510 | Filler hose set for boiler | 3 |  | CH filling hose set, Filler hose set for boiler
EC010266 | EG020003 | Rectangular profile, steel | 5 |  | Celsius tube, Cold-rolled profile pipe, Cold-rolled profile tube, Hot-rolled profile pipe, Hot-rolled profile tube, Mounting pipe, Mounting tube, Pipe, Profiled pipe, Profiled tube, RHS pipe profile, RHS tube profile, Rectangular pipe, Rectangular profile, steel, Rectangular tube, Square pipe, Square tube, Steel pipe profile, Steel profiled pipe, Steel profiled pipe (rectangular), Steel profiled pipe (round), Steel profiled tube (rectangular), Steel tube profile, Tube, Tubular, Wear tube profile for brackets, Wrong pipe, Wrong tube
EC010267 | EG020079 | Dosing pump | 7 |  | Dosing pump, Injection pump, Metering pump, Plunjer pump, Pump
EC010268 | EG020079 | Hand vane pump | 6 |  | Hand pump, Hand vane pump, Hand wing pump
EC010269 | EG020078 | Automatic expansion unit | 5 |  | APU, Automatic expansion unit, Automatic pressurisation unit, Automatic pressurisation unit (APU), Central heating function server, Compressor controlled pressurisation unit, Expansion automat, Pump controlled pressurisation unit
EC010271 | EG015140 | Sewer trap | 4 |  | Grease trap, Gypsum trap, Oil trap, Oil/petrol/grease trap, Petrol trap, Sewer trap
EC010273 | EG020049 | Radiant device, directly fired | 4 |  | Radiant device, directly fired, Radiant device, directly heated
EC010274 | EG015240 | Nozzle grille | 2 |  | Nozzle grille
EC010275 | EG015240 | External louvre grille | 6 |  | External air grate, External air grate with damper, External air grate with valve section, External air louvres, External air louvres with damper, External air louvres with valve section, External louvre, External louvre grill, External louvre grille, External weather louvre, Outdoor grate, Outdoor grill, Outdoor vane grate, Outer wall cover, Outside air grate, Outside air grate with damper, Outside air grate with valve section, Outside air vaned grate, Outside air vaned grille, Outside air vaned grille with damper, Outside air vaned grille with valve section, Weather grate, Weather grate with damper, Weather grate with valve section, Weatherproof grate, Weatherproof grill
EC010276 | EG020077 | Pipe pendulum suspension | 3 |  | Pipe pendulum suspension
EC010277 | EG020077 | Ball hinge | 5 |  | Ball hinge
EC010278 | EG020061 | Rain water roof outlet | 7 |  | Rain water roof outlet
EC010279 | EG020061 | Roof discharge funnel negative pressure system | 4 |  | Roof discharge funnel negative pressure system, Roof discharge funnel underpressure system
EC010280 | EG020061 | Roof gutter | 4 |  | Roof gutter
EC010281 | EG020061 | Separation slide roof gutter | 3 |  | Separation slide roof gutter
EC010282 | EG020061 | Roof gutter decoration | 3 |  | Roof gutter decoration
EC010283 | EG020089 | Solar heater discharge tank | 3 |  | Solar heater discharge tank
EC010284 | EG020061 | Floor drain with 1 connection | 7 |  | Basement drain, Drain, Drain housing, Floor drain, Floor drain with 1 connection, Scupper, Scupper drain, Shower drain, Shower drain with 1 connection
EC010285 | EG020061 | Drain grid (domestic areas) | 5 |  | Cover, Drain grid, Drain grid (domestic areas), Drain grille, Floor drain grid, Grate
EC010286 | EG020061 | Drain bucket | 6 |  | Drain bucket, Mud flap
EC010291 | EG020049 | Mobile air heater (gas/oil) | 4 |  | Mobile air heater (gas/oil)
EC010292 | EG015410 | Manifold for hydronic circuits | 6 |  | Distribution unit for water based surface embedded heating and cooling systems, Distributor for surface heating, Floor heating control unit, Heat distributor / collector for snow melting systems, Manifold for hydronic circuits, Manifold for hydronic heating/cooling circuits, Manifold for hydronic surface climate and snow melting systems, Manifold for hydronic surface heating/cooling circuits, Manifold for underfloor heating, Manifold for underfloor heating/cooling, Valve box for climate system circuits
EC010293 | EG015510 | Fire hose reel cabinet (without reel and hose) | 5 |  | Cabinet for fire hose reel, Enclosure for fire hose reel, Fire hose reel cabinet, Fire hose reel cabinet (empty), Fire hose reel cabinet (without reel and hose), Fire hose reel enclosure, Reel cabinet, Reel cabinet for fire hose
EC010296 | EG015540 | Insulation coupling | 5 |  | Dielectric union, Insulation coupling
EC010297 | EG020069 | Gas shortage valve | 3 |  | Gas shortage valve
EC010298 | EG020069 | Manifold valve | 7 |  | Five-way manifolds, Gauge valve, Manifold valve, Manifolds, Multi-stage cock block, Multi-stage tap block, Multi-stage valve block, Multi-way manifold, Three-way valves block, Two-way manifold
EC010299 | EG020091 | Parent sprinkler | 4 |  | Commanded valve, Deluge, Deluge valve, MJC, Mother valve, Mother valve with 2 connections, Mother valve with 3 connections, Mutliple jet control, Parent sprinkler
EC010300 | EG020069 | Gas pressure control valve | 5 |  | Gas pressure control valve
EC010301 | EG020078 | Expansion tank connection group | 5 |  | Expansion tank connection group
EC010302 | EG020091 | Sprinkler rosette | 5 |  | Sprinkler rosette
EC010303 | EG020069 | Three-way solenoid valve | 7 |  | 3/2 valve, Magnetic valve, Pulse valve, Solenoid, Solenoid valve, Three-way magnetic valve, Three-way solenoid valve, Valve
EC010304 | EG020069 | Four-way solenoid valve | 7 |  | 5/2 valve, Four-way magnetic valve, Four-way solenoid valve, Magnetic valve, Pulse valve, Solenoid, Solenoid valve, Valve
EC010313 | EG015540 | Support bush | 5 |  | Bush, Loose cone, Support adaptor, Support bush, Support sleeve, Supporting case
EC010315 | EG020069 | Pressure controller, medium-controlled | 6 |  | Pressure controller, medium-controlled
EC010317 | EG015540 | Bend with mounting support | 2 |  | Bend with mounting support
EC010319 | EG015540 | Transition cap, sleeveless cast iron | 3 |  | Transition cap, sleeveless cast iron
EC010320 | EG015540 | Welding shoe | 3 |  | Welding shoe
EC010321 | EG015540 | Welding saddle | 4 |  | Welding saddle
EC010323 | EG020061 | Inspection access piece | 5 |  | Access bend, Cleaning piece, Cleaning pipe, Inspection access piece, Unclogging piece
EC010325 | EG020091 | Fire-extinguishing unit | 6 |  | Fire-extinguishing unit
EC010326 | EG020079 | Self-priming horizontal pump | 7 |  | Centrifugal pump, Cold water pump, Diesel pump, Jet pump, Liquid pump, Pump, Self-priming horizontal pump, Self-priming pump, Water stroke pump
EC010327 | EG020079 | Pump control system | 6 |  | Pump control system
EC010338 | EG015540 | Fixed flange | 7 |  | Blind flange, Blind/anti flange, Bulkhead flange double, Bulkhead flange single, Counter flange, Fixed flange, Flange, Flange clamp, Flat welding flange, Glue flange, Groove coupling flange, Laminate flange, Loose flange, Press flange, Smooth weld flange, Solder flange, Spectacle flange, Support flange, Thread flange, Threaded flange, Welding flange, Welding neck flange
EC010339 | EG015530 | Plastic pipe, ribbed | 5 |  | Plastic pipe, ribbed
EC010341 | EG020063 | Bath and shower tray panel | 7 |  | Bath and shower base panel, Bath and shower pan panel, Bath and shower tray panel
EC010342 | EG020063 | Bath and shower tray skirting | 6 |  | Bath and shower base skirting, Bath and shower pan skirting, Bath and shower tray skirting
EC010343 | EG020079 | Submersible ground water pump | 6 |  | Bore hole pump, Borehole pump, Deep well pump, Deep-well pump, Drill hole pump, Ground water pump, Sand pump, Source pump, Submersible ground water pump, Submersible well pump, Tube pump, Well pump
EC010345 | EG015140 | Grease collection air filter | 1 |  | Grease collection air filter
EC010346 | EG020062 | Sound absorber rectangular air duct | 6 |  | Sound absorber rectangular air duct, Sound-barrier for ventilation systems
EC010347 | EG015240 | Grid grille | 1 |  | Grid grille
EC010348 | EG015240 | Finned grille | 2 |  | Finned grille, Vaned grille
EC010349 | EG015240 | Prison grille | 1 |  | Prison grille
EC010350 | EG020089 | Solar collector | 5 |  | Flat collector, Solar collector, Tube collector
EC010351 | EG015630 | Louver for duct installation | 5 |  | Louver for duct installation
EC010352 | EG015630 | Fire damper, rectangular | 3 |  | Fire damper, rectangular
EC010353 | EG015630 | Valve register | 3 |  | Actuator, Control damper, Damper actuator, Leaf damper, Multi-leaf actuator, Multi-leaf air valve, Multi-leaf volume control damper, Multileaf VDC, Multileaf damper, Multileaf valve, Multileaf volume control damper, Valve register, Volume control damper
EC010354 | EG015630 | Round fire damper | 3 |  | Ductwork fire damper, Fire barrier damper, Fire control damper, Fire damper, Fire damper, round, Fire safety damper, Fire smoke damper, Round fire damper, Smoke damper
EC010355 | EG020070 | Evaporating tray | 3 |  | Evaporating tray
EC010356 | EG015240 | Sliding grille | 2 |  | Sliding grille
EC010357 | EG015140 | Self-cleaning filter | 6 |  | Bucket filter, Oilfilter, Self cleaning filter, Self-cleaning filter, Single filter, Water filter
EC010358 | EG015140 | Filter element for pipeline strainer | 3 |  | Filter element for pipeline strainer, Filter element for y filter
EC010359 | EG015140 | Filter element for bucket filter | 2 |  | Filter element for bucket filter
EC010360 | EG015140 | Temporary installation filter | 4 |  | Cone filter, Conical filter, Drop-in filter, Emergency filter, Filter, Installation filter, Startup filter, Temporary installation filter, Temporary installation strainer, Temporary strainer, V filter
EC010362 | EG015540 | Double wall toilet bend | 4 |  | Double wall closet bend, Double wall toilet bend
EC010367 | EG015540 | Fitting with 6 connections | 5 |  | Ball piece with 6 connections, Fitting with 6 connections
EC010368 | EG015540 | Fall pipe T-piece | 3 |  | Fall pipe T-piece
EC010369 | EG020051 | Mounting corner support sanitary | 3 |  | Mounting corner support sanitary
EC010370 | EG020051 | Distance holder sanitary | 3 |  | Distance holder sanitary
EC010371 | EG020051 | Connection strip sanitary | 3 |  | Connection strip sanitary
EC010372 | EG020051 | Reinforcement free standing wall | 4 |  | Reinforcement free standing wall
EC010373 | EG020077 | Fixation clip for threaded rod | 3 |  | Fixation clip for threaded rod
EC010374 | EG015540 | Wall plate insulation | 4 |  | Sound insulation for wall plate, Soundproofing, Thermal insulation wall plate, Wall plate insulation
EC010377 | EG017610 | S-coupling | 8 |  | Faucet coupling, S coupling, S-bend, S-coupling, Tap coupling
EC010378 | EG020094 | Portable gas detector | 5 |  | Ammonia detector, Butane detector, Carbon dioxide detector, Carbon monoxide detector, Chloride detector, Chloride dioxide detector, Gas detector, Gas leak probe, Hydrogen cyanide detector, Hydrogen sulfide detector, Methane detector, Nitrogen dioxide detector, Oxygen detector, Ozone detector, Phosphine detector, Portable gas detector, Propane detector, Sulfuor dioxide detector
EC010379 | EG020050 | Gas leakage checking device | 3 |  | Gas leakage checking device
EC010381 | EG020070 | Accessories/spare parts for floor heating | 5 |  | Accessories for floor heating, Accessories for floor heating control unit, Accessories/spare parts for floor heating, Braiding wire, Cement additive, Floor support control unit, Grid foil, Hot cutting device, Mat binder, Measuring point marking, Pipe guide wall clamp, Pipe mounting rai, Pipe mounting rail, Spare part for floor heating, Spare parts for floor heating, Tube guide bow
EC010383 | EG015410 | Accessories/spare parts for water distributor | 5 |  | Accessories for CH distributor/collector for radiators/convectors, Accessories for central heating distributor/collector for radiators/convectors, Accessories for water distributor, Accessories/spare parts for water distributor, Angular mounting set, Base mounting set, Cap, Charge controller, Charging controller, Closing cap, Cold/hot water distributor, Complementary mounting set, Connection set, Connection set heat meter, Distributor enclosure, Dummy plug, Electro central heating controller, End piece external thread with drain and de-aeration, End piece internal thread with drain and de-aeration, End plug, Facing, Flange mounting set, Floor console, Heating controller, Housing, Installation kit, Installation set electro central heating, Mounting bracket, plastic, Mounting bracket, steel, Open air temperature sensor, Overflow device, Remote controller, Residual heat sensor, Spare part for water distributor, Spare parts for water distributor, Temperature controller, Temperature sensor, Wall console
EC010384 | EG015630 | Installation frame for fire damper | 2 |  | Installation frame for fire damper
EC010385 | EG015630 | Insulation package for fire damper wall built-up | 2 |  | Insulation package for fire damper wall built up, Insulation package for fire damper wall built-up, Insulation package, fire damper wall structure
EC010386 | EG020079 | Hand plunger pump | 4 |  | Boiler pressure pump, Hand plunger pump, Handpump, Plunjer pump, Pressure test pump
EC010387 | EG015640 | Surface box (street) | 5 |  | Hydrant street pot, Meter box, Street cover, Street cover for valve, Street pot, Surface box, Surface box (street), Surface box for distribution valves
EC010388 | EG015640 | Tap wrench for street pot | 3 |  | Tap wrench for street pot
EC010389 | EG020050 | Gauge body | 4 |  | Gauge body
EC010390 | EG015280 | Gas line | 5 |  | Gas line, Gas street
EC010391 | EG020061 | Top-piece for roof gully | 4 |  | Top-piece for roof gully
EC010392 | EG020061 | Reinforcement plate UV-funnel | 3 |  | Reinforcement plate UV-funnel
EC010393 | EG020061 | Fixation plate UV-funnel | 3 |  | Fixation plate UV-funnel
EC010394 | EG020061 | UV-funnel condensation isolation | 3 |  | UV-funnel condensation isolation
EC010395 | EG020061 | O-ring set UV-funnel | 2 |  | O-ring set UV-funnel
EC010396 | EG020061 | Clamping flange set UV-funnel | 3 |  | Clamping flange set UV-funnel
EC010397 | EG020061 | Plastic foil ring UV-funnel | 3 |  | Plastic foil ring UV-funnel, Plastic foilring UV-funnel
EC010398 | EG020061 | Roof flashing, universal | 4 |  | Roof flashing, universal, Self-adhesive flashing edge, universal
EC010399 | EG020061 | Welding/soldered flange set for UV funnel | 5 |  | Welding/soldered flange set for UV funnel
EC010400 | EG020061 | Emergency overflow (side outlet) | 5 |  | Emergency overflow (side outlet)
EC010401 | EG020069 | Hose valve | 7 |  | Hose valve, Pinch valve, Pneumatic hose valve, Valve cuff
EC010402 | EG015540 | PTFE compensator with flanges | 3 |  | PTFE compensator with flanges
EC010404 | EG015520 | Akzo coupling/hose connector | 1 |  | Akzo coupling/hose connector
EC010405 | EG015520 | Cam and groove coupling/hose connector | 4 |  | Cam and groove adapter, Cam and groove coupler, Cam and groove coupling/hose connector, Cam and groove hose connector, Coupling clamp, Coupling for clamp assembly, Hose connector, Hose connector with locking edge, Hose coupling, Hose coupling with locking edge, Water coupler, Water coupling, Water hose coupling
EC010406 | EG015520 | Clamp coupling/thread | 2 |  | Clamp coupling/thread
EC010407 | EG015520 | Guillemin coupling/thread | 2 |  | Guillemin coupling/thread
EC010408 | EG015520 | Guillemin coupling, composite hose | 2 |  | Guillemin coupling, composite hose
EC010409 | EG015520 | Threaded coupling composite hose | 4 |  | Threaded coupling composite hose, Threaded coupling, composite hose
EC010410 | EG015520 | Swivel coupling | 3 |  | Swivel coupling
EC010411 | EG015520 | Claw coupling/thread | 4 |  | Air Hose Coupling, Cam coupling, Cast iron claw coupling, Claw / thread coupling, Claw coupling, Claw coupling / thread, Claw coupling thread, Claw coupling threaded connection, Claw coupling with external thread, Claw coupling with female thread, Claw coupling/thread, DIN 3482 coupling, Hose coupling with external thread, Hose coupling with internal thread, Symmetrical coupling, Threaded coupling, Threaded fitting, Water coupling, Water hose coupling
EC010412 | EG015520 | Quick coupling/hose connector | 4 |  | Quick coupling/hose connector, Valve quick coupling/hose connector, Valve rapid coupling/hose connector
EC010413 | EG015120 | Storage tank | 3 |  | Oil storage tank, Pressureless storage tank, Storage tank, Storage tank, pressureless, Water tank
EC010414 | EG015910 | Fabric oil catcher | 3 |  | Fabric oil catcher
EC010415 | EG015910 | Shaft sleeve for oil catcher | 1 |  | Shaft sleeve for oil catcher
EC010416 | EG015910 | Shaft seal end cap | 3 |  | Shaft seal end cap
EC010417 | EG015910 | Rubber oil seal | 5 |  | Double oil catcher, Double oil seal, External oil catcher, External oil seal, Lipseal, Oil catcher, Oil seal, Rubber oil catcher, Rubber oil seal, Seal, Sealing, Simmer ring
EC010418 | EG015910 | PTFE lip for PTFE lip seal | 2 |  | PTFE lip for PTFE lip seal
EC010419 | EG015910 | PTFE lip seal | 2 |  | PTFE lip seal
EC010420 | EG015910 | Rodar seal | 2 |  | Rodar seal
EC010421 | EG015910 | Spiral spring for oil catcher | 1 |  | Spiral spring for oil catcher
EC010422 | EG015910 | V-ring seal | 2 |  | V-ring seal
EC010423 | EG015910 | Cathodic flange-sealing set DIN | 5 |  | Cathodic flange-sealing set DIN
EC010424 | EG015910 | Flange-protection cover/cap | 3 |  | Flange-protection cover/cap
EC010425 | EG015910 | Bonded seal | 3 |  | Bonded seal, Bottom washer, Dowty seal, Flange seal, Hydraulic hose seal, Multi seal, Usit ring
EC010426 | EG015910 | Support ring for O ring seal | 4 |  | Support ring for O ring seal
EC010427 | EG015910 | Metal O ring seal | 4 |  | Metal O ring seal
EC010428 | EG015910 | Pressure ring, mechanical seal | 2 |  | Pressure ring mechanical seal, Pressure ring, mechanical seal
EC010429 | EG015910 | Spring mechanical seal | 2 |  | Spring mechanical seal
EC010430 | EG015910 | Mechanical seal, two-part | 4 |  | Mechanical seal, two part, Mechanical seal, two piece, Mechanical seal, two-part
EC010431 | EG015910 | Sliding ring, mechanical seal | 2 |  | Sliding ring, mechanical seal
EC010432 | EG015910 | Ancillary seal, mechanical seal | 3 |  | Ancillary seal, mechanical seal
EC010433 | EG015910 | Rotor, mechanical seal | 4 |  | Rotor, mechanical seal
EC010434 | EG015910 | Stator, mechanical seal | 3 |  | Stator, mechanical seal
EC010435 | EG015910 | Gland gasket | 4 |  | Block gasket, Gland gasket, Gland packing, Piston gasket, Plunger gasket, Plunger seal, Pump gasket, Shaft, Shaft seal, Spindle gasket, Stuffing box, Torn, Valve gasket
EC010436 | EG015910 | Countersliding ring, mechanical seal | 2 |  | Countersliding ring, mechanical seal
EC010437 | EG015510 | Swivelling arm for hose reel | 2 |  | Swivelling arm for hose reel
EC010438 | EG015510 | Machine hose reel | 2 |  | Machine hose reel
EC010439 | EG015510 | Hose reel, single hose | 5 |  | Hose car, Hose holder, Hose reel, Hose reel for 1 hose, Hose reel for single hose, Hose reel, single hose, Hose wagon
EC010440 | EG015510 | Hose reel, double hose | 4 |  | Hose car, Hose holder, Hose reel, Hose reel double hose, Hose reel for 2 hoses, Hose reel for double hose, Hose reel for twin hose, Hose reel twin hose, Hose reel, double hose, Hose wagon
EC010441 | EG015510 | Coolant hose for lathe/miller | 4 |  | Coolant hose for lathe/miller, Joint and coolant hose, Joint flexible coolant hose
EC010442 | EG015510 | Composite hose | 6 |  | Composite hose
EC010443 | EG015510 | Corrugated metal hose | 5 |  | Braided metal hose, CSST, Chemicals hose, Corrugated metal hose, Metal hose, wavy, Oil hose, Petrol hose
EC010444 | EG015510 | Wound metal hose | 5 |  | Braided metal hose, Metal hose, hooked, Wound metal hose
EC010445 | EG015510 | AWG hose | 2 |  | AWG hose
EC010446 | EG015520 | 1- and 2- part hose clamp | 2 |  | 1- and 2 part hose clamp, 1- and 2 part hose clip, 1- and 2- part hose clamp, 1- part hose clamp, 1- part hose clip, 2- part hose clamp, 2- part hose clip, Hose clamp, Hose clip, One and two part hose clamp, One and two part hose clip, One part hose clamp, One part hose clip, Two part hose clamp, Two part hose clip
EC010447 | EG015520 | Twisted ring for metal hose | 2 |  | Twisted ring for metal hose
EC010448 | EG020017 | Plastic ball | 5 |  | Plastic ball
EC010449 | EG020500 | Thermal insulation cloth | 5 |  | Insulation blanket, Insulation cloth, Thermal insulation blanket, Thermal insulation cloth, Welding blanket
EC010450 | EG020500 | Thermal insulation cord | 5 |  | Thermal insulation cord
EC010451 | EG017640 | Eye/face shower | 6 |  | Eye shower, Eye-facial shower, Eye/face shower, Eyes shower, Eyewash, Face shower, Facial Shower
EC010452 | EG020007 | Emergency eye shower combination | 5 |  | Body shower, Emergency eye shower, Emergency eye shower combination, Emergency facial shower, Emergency shower, Eye shower, Facial shower
EC010453 | EG020063 | Bath support | 7 |  | Bath support
EC010454 | EG020063 | Bath legs/frame | 7 |  | Bath cradle, Bath legs/frame
EC010455 | EG020063 | Shower tray support | 6 |  | Shower base support, Shower pan support, Shower tray support
EC010456 | EG020063 | Shower tray legs/frame | 5 |  | Shower base legs/frame, Shower pan legs/frame, Shower tray legs/frame
EC010457 | EG020065 | Shower stretcher | 4 |  | Shower stretcher
EC010458 | EG020065 | Toilet seat heightener | 5 |  | Toilet seat heightener
EC010459 | EG020059 | Washbasin top | 5 |  | Washbasin top
EC010460 | EG020059 | Worktop/vanity top | 6 |  | Bathroom vanity top, Benchtop, Counter, Counter top, Countertop, Kitchen bench, Kitchen worktop, Worktop, Worktop/vanity top
EC010461 | EG020094 | Pipe clip thermometer | 4 |  | Pipe clip thermometer
EC010462 | EG020091 | Underground hydrant | 5 |  | Hydrant, Three-way hydrant, Two-way hydrant, Underground hydrant, Water cock
EC010463 | EG020079 | Hand membrane pump | 6 |  | Diaphragm pump, Hand diaphragm pump, Hand membrane pump, Hand pump, Membrane pump
EC010464 | EG015810 | Gas-leakage check, gas concentration type | 3 |  | Gas-leakage check, gas concentration type
EC010465 | EG015810 | Gas-leakage check, overpressure principle | 3 |  | Gas-leakage check, overpressure principle
EC010466 | EG015280 | Gas block | 3 |  | Gas block, Gas valve
EC010467 | EG015280 | Thermocouple for burner | 5 |  | Thermocouple for burner
EC010471 | EG020069 | Double pressure gauge valve | 6 |  | Double pressure gauge tap, Double pressure gauge valve, Dual gauge valve
EC010472 | EG020091 | Standpipe for underground hydrant | 6 |  | Attachment for hydrant, Attachment for underground hydrant, Fire manifold, Standpipe for underground hydrant
EC010473 | EG015640 | Manhole cover hook | 2 |  | Manhole cover hook
EC010475 | EG020066 | Air supply connecting piece | 2 |  | Air supply connecting piece
EC010476 | EG015280 | Suspension bracket for wall-mounted boiler | 3 |  | Suspension bracket for wall-mounted boiler
EC010477 | EG015280 | Fuel adjustment set | 1 |  | Fuel adjustment set
EC010478 | EG017550 | Built-in siphon | 4 |  | Built-in siphon
EC010480 | EG017550 | Urinal flush pipe | 5 |  | Urinal flush pipe
EC010481 | EG020078 | Pressure expansion vessel console | 3 |  | Pressure expansion vessel console
EC010482 | EG017550 | Funnel for trap | 4 |  | Funnel for trap
EC010483 | EG017550 | Siphon for bath/shower tray | 5 |  | Siphon for bath/shower base, Siphon for bath/shower pan, Siphon for bath/shower tray
EC010484 | EG020062 | Soot bag pipe for flue gas system | 2 |  | Fall pipe for flue gas removal, Flue gas pipe with soot box, Flue gas soot box pipe, Soot bag pipe, Soot bag pipe for flue gas system, Soot drain pipe
EC010485 | EG020062 | Bird cover | 2 |  | Bird cover
EC010486 | EG017550 | Connection set wall-hung toilet | 5 |  | Connection set wall-hung closet, Connection set wall-hung toilet
EC010487 | EG017550 | Built-in flush pipe | 3 |  | Built-in flush pipe
EC010488 | EG015540 | Tank feed-through nipple | 5 |  | Tank adaptor, Tank connection, Tank connector, Tank feed-through, Tank feed-through nipple, Tank feed-through nipple with double dimensions
EC010489 | EG020061 | Combined slide cap | 5 |  | Combined slide cap
EC010490 | EG015640 | Floor column for slide valve | 2 |  | Floor column for slide valve
EC010491 | EG017640 | Shower unit | 7 |  | Complete shower, Shower cabin, Shower unit
EC010492 | EG020051 | Shower curtain | 2 |  | Shower curtain
EC010493 | EG017640 | Wellness shower unit | 6 |  | Comfort shower cubicle, Comfort shower unit, Comfort unit, Wellness shower unit
EC010495 | EG020059 | Laundry-basket | 3 |  | Laundry-basket
EC010496 | EG020012 | Furniture handle | 4 |  | Furniture handle, Handle for furniture
EC010497 | EG020070 | Flue gas heat exchanger | 5 |  | Economiser, Flue gas heat exchanger
EC010499 | EG017550 | Lip seal | 2 |  | Lip seal
EC010500 | EG017550 | Wall connection accessory, floor toilet | 4 |  | Wall connection accessory, floor closet, Wall connection accessory, floor toilet
EC010501 | EG017550 | Urinal siphon | 3 |  | Urinal siphon
EC010502 | EG020050 | Immersion tube | 6 |  | Dip tube, Immersion tube, Pressure thermometer immersion tube, Sensor pocket, Solar dipping case, Thermometer immersion tube
EC010503 | EG020050 | Duct flange for sensor | 3 |  | Duct flange for sensor
EC010505 | EG020050 | Duct measuring point connection set | 2 |  | Duct measuring point connection set
EC010506 | EG020050 | Mast for weather station | 4 |  | Mast for weather station
EC010507 | EG020050 | Sensor cabin | 2 |  | Sensor cabin
EC010508 | EG020050 | Connection for pressure switch | 3 |  | Connection for pressure switch
EC010509 | EG020050 | Capillary set for pressure switch | 2 |  | Capillary set for pressure switch
EC010510 | EG020050 | Vane for flow switch | 3 |  | Vane for flow switch
EC010511 | EG020077 | Grommet for suspension sling | 3 |  | Grommet for suspension sling
EC010515 | EG020061 | Floor drain mounting standard | 4 |  | Floor drain mounting standard
EC010516 | EG020061 | Top and extension piece for floor drain | 5 |  | Attachment and extension for floor drain, Top and extension piece for floor drain, Top- and extension piece for floor drain, Upper section floor drain
EC010517 | EG020061 | Water barrier edge for floor drain | 5 |  | Water barrier edge for floor drain
EC010518 | EG017550 | Flush pipe connection set | 3 |  | Flush pipe connection set
EC010519 | EG000061 | Electro-welding fixed-point inlay | 5 |  | Electro-welding fixed-point inlay
EC010520 | EG015810 | Bursting disc | 4 |  | Bursting disc
EC010522 | EG015540 | Set of fixed flanges with accessories | 7 |  | Blind Flange, Flange, Flange combination, Flange set, Flat welding flange, Laminate flange, Loose flange, Set flanges with accessories, Set of fixed flanges with accessories, Solder flange, Support adapter, Support flange, Threaded Flange, Welding flange
EC010524 | EG015540 | Repair wall plate | 3 |  | Repair wall plate
EC010525 | EG020050 | Pressure gauge drain pipe | 7 |  | Drain pipe, Pressure gauge drain pipe, Pressure gauge siphon, Siphon tube
EC010527 | EG020500 | Bracket mantle | 3 |  | Bracket inlay, Bracket mantle, Pipe clip insulation inlay, Pipe clip insulation mantle
EC010528 | EG020084 | Pneumatic servomotor air fittings | 4 |  | Pneum. servomotor air fittings, Pneumatic servomotor air fittings
EC010529 | EG020084 | Worm gearbox for valves | 7 |  | Gear transmission, Gearbox, Manual drive, Worm gearbox, Worm gearbox for valves
EC010530 | EG020091 | Assembled alarm valve | 4 |  | Alarm check valve, Alarm deluge, Alarm valve, Alarm valve dry, Alarm valve wt, Assembled alarm valve, Assembled deluge valve, Assembled dry valve, Assembled wet valve, Deluge, Deluge assembly, Deluge valve, Dry pipe assembly, Dry pipe valve, Dry valve, Preaction assembly valve, Preaction valve, Sprinkler alarm valve, Sprinkler valve, Valve, Valve dry, Valve wet, Wet pipe assembly, Wet valve
EC010531 | EG020061 | Rainwater pipe outlet | 3 |  | Downspout, Rainwater downpipe outlet, Rainwater pipe outlet
EC010532 | EG020061 | Rain barrel filler | 5 |  | Rain barrel filler, Rain collector, Rain diverter, Rain trap, Rainwater diverter, Rainwater diverter valve, Rainwater saving diverter kit, Water butt tap, Water butt valve piece
EC010534 | EG020049 | Mobile electric air heater | 6 |  | Heater, Heating, Mobile electric air heater
EC010536 | EG020089 | Solar boiler mounting bracket | 4 |  | Solar boiler mounting bracket
EC010538 | EG020089 | Accessories/spare parts for solar collector | 5 |  | Accessories for solar collector, Accessories/spare parts for solar collector, Assembly aid, Closing frame, Collector connection, Connection set, Cover element, Field compensator, Gutter set, Handle, Lockup frame, Mounting set, Sealing frame collector, Solar collector duct set, Solar collector gutter set, Spare part for solar collector, Spare parts for solar collector, Spare tube, U-bend
EC010539 | EG020061 | Roof gutter end cap | 4 |  | End cap, Gutter end cap, Gutter left stop end, Gutter right stop end, Gutter stop end, Headboard roof gutter, Roof gutter end cap
EC010540 | EG015840 | Vertical level switch | 7 |  | Float switch, Horizontal level switch, Level guard, Level switch, Level wachter, Liquid level switch, Vertical level switch
EC010541 | EG020050 | Pressure gauge connection pipe | 5 |  | Pressure gauge connection pipe
EC010544 | EG017640 | Electronic control system for shower | 7 |  | Electronic control system for shower
EC010546 | EG017640 | Mechanical control system for shower | 7 |  | Mechanical control system for shower
EC010549 | EG020051 | Soap/disinfectant dispenser | 7 |  | Dispencer, Electronic soap dispenser, Soap bottle, Soap dispenser, Soap dispensers, Soap pump, Soap/disinfectant dispenser, Tumbler soap
EC010550 | EG020051 | Mirror | 6 |  | Folding mirror, Mirror, Mirror tile, Shaving mirror, Sink mirror, Tilting mirror, Turn mirror, Wall mirror, Washbasin mirror element
EC010551 | EG020051 | Towel holder | 7 |  | Towel holder
EC010552 | EG020051 | Towel hook | 7 |  | Bathrobe hook, Clothes hook, Coat hook, Double hook, Hanging button, Hook, Hook set, Peg, Towel hook, Washcloth hook
EC010553 | EG020051 | Toilet roll holder | 7 |  | Bathroom paper roll holder, Double toilet roll holder, Paper roll, Paper roll holder, Restroom roll holder, Toilet paper roll holder, Toilet roll holder
EC010554 | EG020051 | Spare toilet roll holder | 7 |  | Paper holder, Paper roll, Paper roll holder, Spare holder, Spare paper roll, Spare toilet roll holder, Stock toilet paper holder
EC010555 | EG020051 | Lavatory brush set | 6 |  | Lavatory brush set
EC010556 | EG020051 | Toothbrush holder | 5 |  | Tootbrush holder, Toothbrush holder
EC010557 | EG020051 | Soap holder | 7 |  | Magnetic soap holder, Soap and glass holder, Soap basket, Soap dish, Soap holder, Soap/glass holder
EC010559 | EG015170 | Air treatment cabinet | 4 |  | Air handler, Air treatment cabinet, Air treatment cabinet, inside, Air treatment cabinet, outside
EC010561 | EG017550 | Bath drainage combination | 5 |  | Bath drainage combination
EC010562 | EG020078 | Expansion vessel bracket | 3 |  | Expansion vessel bracket
EC010563 | EG015540 | Self-closing coupling | 4 |  | Self-closing coupling, Self-closing valve coupling, Self-sealing coupling, Service coupling
EC010565 | EG020061 | Rainwater pipe spout | 5 |  | Rainwater pipe spout
EC010566 | EG020062 | Roof upstand for roof mounted fan | 4 |  | Roof upstand for roof mounted fan, Up-stand for roof mounted fan, Upstand for roof mounted fan
EC010567 | EG019610 | Roofing material | 5 |  | Bituminous roofing material, Roofing material
EC010568 | EG020061 | Floor drain with several connections | 6 |  | Floor drain with several connections
EC010569 | EG015140 | Sludge extractor pit | 3 |  | Catch pit, Degreaser, Fat separator, Grease extraction pit, Grease separator, Mud trap, Sand catcher, Sand trap, Sludge extractor pit
EC010570 | EG020061 | Roof gutter thin grate | 5 |  | Roof gutter thin grate
EC010571 | EG020078 | Auxilliary vessel for expansion automats | 5 |  | Additional vessel, Auxilliary vessel for expansion automats, Auxillliary vessel, Coupling vessel, Secondary vessel
EC010573 | EG015530 | Profiled pipe, stainless steel | 5 |  | Mounting pipe, Mounting tube, Pipe, Pipe profile, Profiled pipe, Profiled pipe, stainless steel, Profiled tube, Rectangular pipe, Rectangular tube, Stainless steel profiled pipe, Stainless steel profiled tube, Tube, Tube profile
EC010574 | EG020070 | Frost protection element, rainwater pipe | 4 |  | Frost protection element, rainwater pipe
EC010575 | EG020065 | Bath seat | 5 |  | Bath seat
EC010576 | EG020050 | Pressure gauge cooling element | 5 |  | Cooling element, Gauge cooling element, Pressure gauge cooling element
EC010577 | EG020050 | Pressure gauge shock absorber | 5 |  | Absorber, Eater shock absorber, Pressure gauge shock absorber, Pulsation absorber, Shock absorber
EC010578 | EG020050 | Pressure gauge overpressure safety device | 5 |  | Gauge overpressure, Pressure gauge overpressure safety device, Pressure switch
EC010579 | EG015140 | Water separator, steam and compressed air | 6 |  | Compressed air dryer, Dryer, Separator, Steam dryer, Water separator, Water separator, steam and compressed air
EC010580 | EG015140 | Cone bag filter round air duct | 3 |  | Air filter for building technology, Air filter for heating appliances, Air filter for housing technology, Cone bag filter round air duct, Dust filter
EC010581 | EG015140 | Cone bag filter housing round air duct | 3 |  | Cone bag filter housing round air duct
EC010582 | EG020050 | Electromagnetic liquid flow meter | 7 |  | EMF meter, El-magn. liquid flow meter, Electromagnetic flow meter, Electromagnetic fluid flowmeter, Electromagnetic liquid flow meter, Flow computer, Flow meter, Flowmeter, Liquid Flow Meter electromagnetic, Liquid flow meter, Liquid meter, Oil meter, Water meter
EC010583 | EG015910 | Plastic O ring seal | 4 |  | Plastic O ring seal
EC010584 | EG015910 | Rubber O-ring seal | 7 |  | Cord ring, Encapsulated ring, Flange seal, Gasket, Gasket O-ring, O ring, O-ring, Precision O-ring, Rubber O ring seal, Rubber O-ring, Rubber O-ring seal, Seal, Seal ring, Teflex ring, Teflon ring
EC010585 | EG015910 | Quadring seal | 3 |  | Quadring seal
EC010586 | EG020050 | Liquid flow meter | 6 |  | Flow meter, Flowmeter, Liquid flow indicator, Liquid flow meter, Liquid flowmeter, Liquid meter, Oil meter, Water meter
EC010587 | EG020050 | Air flow meter | 5 |  | Air flow meter, Flow meter, Flowmeter, Gas flow meter, Gas meter, Rotameter, VADO meter
EC010588 | EG020084 | Pneumatic release cylinder | 2 |  | Pneumatic release cylinder
EC010589 | EG020017 | Release magnet | 5 |  | Release magnet
EC010590 | EG020069 | Compressed air valve | 6 |  | Air cock, Air tap, Air valve, Compressed air valve, Dual air valve, Pneumatic cock, Pneumatic tap, Pneumatic valve
EC010591 | EG015540 | Loose plate flange | 6 |  | Flange, Flat flange, Lap joint flange, Loose flange, Loose plate flange, Push-on flange, Smooth flange
EC010592 | EG015540 | Coupling nut | 6 |  | Cap nut, Cap nut for bolting, Connection nut, Coupling nut, Cutting ring coupling nut, DIN 11851 coupling nut, Flare swivel coupling, Swivel compres fitting, Swivel cutting ring fitting, Swivel half coupling, Three-way coupling nut, Thrust screw
EC010593 | EG020051 | Paper dispenser | 7 |  | Damp paper holder, Moist paper towel holder, Paper dispenser, Paper holder, Paper roll, Paper roll holder, Paper towel dispenser, Tissue box, Tissue dispenser, Tissue paper holder, Wall mount for cleaning rag roll, Wet paper holder, Wet paper towel holder, Wipes holder
EC010595 | EG020089 | Solar heater tank with integrated central heating | 8 |  | Solar heater tank with integrated CH, Solar heater tank with integrated central heating
EC010596 | EG020069 | Wafer type check valve | 9 |  | Backflow protection, Check valve, Clamp valve, Non-return valve, Non-return valve for clamping, Plate non-return valve, Wafer type check valve
EC010597 | EG020069 | Blow-off valve | 8 |  | Blow-off valve, Blowdown valve, Boiler blow-off valve, Boiler blowdown valve, Continuous blow-off valve, Continuous blowdown valve, Drain valve
EC010598 | EG020061 | Corner profile roof gutter | 4 |  | Corner profile roof gutter
EC010599 | EG015910 | Feed-through attachment | 5 |  | Feed-through attachment
EC010600 | EG020081 | Water hammer damper | 3 |  | Water hammer damper
EC010605 | EG020077 | One-strap bracket, oval air duct | 3 |  | One-strap bracket, oval air duct
EC010607 | EG020069 | Blow-off cock | 5 |  | Blow-off cock, Blow-off valve, Blowdown cock, Exhaust valve, Test valve
EC010608 | EG015910 | Sheathed O ring seal | 4 |  | Sheathed O ring seal
EC010609 | EG015910 | Hydraulic sleeve seal | 4 |  | Hydraulic sleeve seal
EC010610 | EG015910 | Hydraulic sealing set, roof shaped | 3 |  | Chevron, Chevron set, Hydraulic sealing set, roof form, Hydraulic sealing set, roof shaped, Rod seal
EC010611 | EG015910 | Hydraulic wiper seal | 3 |  | Hydraulic wiper seal
EC010612 | EG015910 | O-ring activated seal | 4 |  | O-ring activated seal
EC010613 | EG015910 | Spring-activated seal | 4 |  | Spring-activated seal
EC010614 | EG015910 | Sleeve for hydraulic sealing set, roof shaped | 4 |  | Chevron set, Rod seal, Sleeve for hydraulic sealing set, roof shaped
EC010615 | EG015910 | Support ring for hydraulic sealing set, roof shaped | 4 |  | Chevron set, Rod seal, Support ring for hydraulic sealing set, roof shaped
EC010616 | EG015910 | Pressure ring for hydraulic sealing set, roof shaped | 4 |  | Chevron set, Pressure ring for hydraulic sealing set, roof shaped, Rod seal
EC010617 | EG015910 | Hydraulic guide ring (seal) | 4 |  | Hydraulic guide ring (seal)
EC010618 | EG015910 | Hydraulic guide strip seal | 3 |  | Hydraulic guide strip seal
EC010622 | EG000060 | Wire protection cap | 4 |  | Wire protection cap
EC010623 | EG015120 | Pressureless tank coupling set | 4 |  | Pressureless tank coupling set
EC010625 | EG015540 | Wall duct link | 2 |  | Wall duct link
EC010626 | EG015540 | Insert part of coupling | 4 |  | Insert part of coupling
EC010628 | EG015540 | Wall plate filler disc | 2 |  | Wall plate filler disc
EC010630 | EG015240 | Slot diffuser | 3 |  | Slot diffuser
EC010631 | EG015240 | Trough grille | 1 |  | Trough grille
EC010632 | EG015910 | Graphite tape | 1 |  | Graphite tape
EC010633 | EG015240 | Displacement grille | 5 |  | Displacement grille
EC010634 | EG015240 | Floor air grille, round front | 3 |  | Floor air grille, round front
EC010635 | EG015910 | Gland gasket ring | 3 |  | Gland gasket ring, Gland packing ring
EC010636 | EG015910 | Gland gasket cord | 2 |  | Gland gasket cord, Gland packing cord
EC010637 | EG019710 | Rubber T-section | 3 |  | Rubber T-section
EC010638 | EG019710 | Rubber U-section | 4 |  | Rubber U-section
EC010639 | EG019710 | Rubber bulb section | 3 |  | Rubber bulb section
EC010640 | EG019710 | Clamping strip section | 2 |  | Clamp profile, Clamping strip section, Edge protection profile, Filler profile, Finger guard profile, Rubber clamping profile, Rubber filler profile, Rubber profile, Sealing profile
EC010641 | EG019710 | Rubber multi-faced/trapezium section | 3 |  | Rubber multi-faced/trapezium section
EC010642 | EG019710 | Rubber rectangular section | 5 |  | Adhesive profile, Block gasket, Liege gasket, Liege profile, Liege profile type A, Liege profile type B, Liege profile type C, Rectangular rubber profile, Rectangular rubber section, Rubber rectangular profile, Rubber rectangular section, Rubber strip, Solid rubber profile, Sponge rubber profile, Square profile
EC010643 | EG019710 | Rubber cord | 3 |  | Cellular rubber cord, O-ring cord, Round cord, Round string, Rubber cord, Rubber line, Rubber profile, Rubber rounded string, Rubber staff, Rubber string, Solid rubber cord, Sponge rubber cord
EC010644 | EG019710 | Rubber bumping section | 2 |  | Bump profiel, Bump rubber, Rubber bumping section, Rubber profile, Skirting protection profile
EC010645 | EG019710 | Rubber glass carrier clamping section | 3 |  | Rubber glass carrier clamping section
EC010646 | EG019710 | Rubber key for glass carrier section | 4 |  | Clamp rubber wedge, Clamping profile tendon, Fill profile spie, Fill profile tendon, Glass carrier profile spie, Glass carrier profile tendon, H-profile key, H-profile tendon, Rubber key for glass carrier section, Rubber mirrored glass carrier profile, Wedge clamp profile, Window profile spie, Window profile tendon, Window rubber tendon, Window rubber wedge
EC010647 | EG019710 | Rubber angle profile | 4 |  | Edge profile, Rubber angle profile, Rubber corner section, Rubber edge profile
EC010648 | EG019710 | Rubber corner guard section | 3 |  | Rubber corner guard section
EC010649 | EG019710 | Cellular rubber strip | 4 |  | Cellular rubber band, Cellular rubber strip, Foam rubber strip, Self-adhesive foam rubber strip, Sponge rubber strip, Weatherstrip
EC010650 | EG015910 | Washer for PTFE lip seal | 3 |  | Washer for PTFE lip seal
EC010651 | EG019730 | Rubber rod | 3 |  | Rubber rod
EC010652 | EG021003 | Gasket puller | 5 |  | Gasket puller
EC010653 | EG021003 | Gasket puller point | 4 |  | Gasket puller point, Seal puller tool
EC010658 | EG021003 | Gasket remover | 5 |  | Gasket remover
EC010663 | EG015910 | Assortment case sanitary sealing materials | 3 |  | Assortment case sanitary sealing materials
EC010665 | EG015910 | Cartridge, mechanical seal | 3 |  | Cartridge mechanical seal, Cartridge, mechanical seal
EC010666 | EG015910 | Cartridge, mechanical seal (double) | 4 |  | Cartridge mechanical seal (double), Cartridge, mechanical seal (double)
EC010667 | EG015910 | Spindle sealing set | 1 |  | Spindle sealing set
EC010668 | EG020500 | Thermal insulation tape | 6 |  | Thermal insulating tape, Thermal insulation tape, Thermal sealing tape
EC010669 | EG015910 | Expanded PTFE sealing strip | 4 |  | Expanded PTFE sealing strip, PTFE adhesive tape, PTFE cord, PTFE flange seal, PTFE sealing tape, PTFE tape, Sealing band, Sealing strip
EC010670 | EG015910 | PTFE sealing tape | 5 |  | Gas tape, Gastec tape, PTFE sealing tape, PTFE tape, Sealing tape, Water tape
EC010672 | EG000060 | Plastic foil | 6 |  | Damping foil, Plastic foil
EC010673 | EG000061 | Plastic welding wire | 5 |  | PE-welding rod, PE-welding wire, PP-welding rod, PP-welding wire, PVC-welding rod, PVC-welding wire, PVDF-welding rod, PVDF-welding wire, Plastic welding rod, Plastic welding wire, Welding rod, Welding wire
EC010674 | EG015910 | Rubber flange gasket (not normed) | 6 |  | Boiler gasket, Cover gasket, Flange gasket, Flange seal, Gasket, Hand hole gasket, Manhole gasket, Rubber flange gasket (not normed), Rubber flange seal (not normed), Rubber seal, Seal, Sealing, Sludge hol gasket
EC010676 | EG015910 | Rubber flange gasket (DIN) | 7 |  | Flange gasket, Flange seal, Gasket, Reinforced rubber gasket, Rubber flange gasket, Rubber flange gasket (DIN), Rubber flange seal (DIN), Rubber gasket lining, Rubber seal, Seal, Sealing
EC010678 | EG015910 | PTFE flange gasket (ANSI) | 4 |  | ANSI flange gasket, ANSI flange seal, Flange gasket, Flange seal, Gasket, PTFE flange gasket (ANSI), PTFE flange seal (ANSI), PTFE flange seal (ASME), Plate gasket, Seal, Sealing
EC010680 | EG015910 | Rubber flange gasket (ANSI) | 6 |  | Rubber flange gasket (ANSI), Rubber flange seal (ANSI)
EC010681 | EG019710 | Plastic angle profile | 6 |  | Angle profile, plastic, Bar, Construction profile, Equal angle profile, Fibre-reinforced profile, GRP profile, L-profile, Mounting angle profile, PP profile, PVC profile, Plastic L-bar, Plastic L-profile, Plastic angle bar, Plastic angle profile, Plastic corner section, Plastic mounting profile, Profile, Unequal angle profile
EC010682 | EG019710 | C-profile, plastic | 4 |  | C-profile, plastic, Plastic C-section
EC010683 | EG019710 | U-profile, plastic | 3 |  | Plastic U-section, Socket profile, Socket sealing profile, U-profile, plastic, U-section, plastic
EC010684 | EG019710 | I-profile, plastic | 3 |  | I-profile, plastic, I-section, plastic, Plastic I-section
EC010685 | EG019710 | H-profile, plastic | 3 |  | H-profile, plastic, H-section, plastic, Plastic H-section
EC010686 | EG019710 | Rectangular profile, plastic | 3 |  | Plastic rectangular section, Rectangular profile, plastic, Square profile, plastic
EC010687 | EG019720 | Cellular and sponge rubber plate | 3 |  | Cellular and sponge rubber plate
EC010688 | EG020500 | Fibre sealing plate | 5 |  | Aramid fiber plate, Carbon plate, EPDM sealing plate, Fiber plate, Fiber sheet, Fibre plate, Fibre sealing plate, Fibre sheet, Fibreboard, Gasket plate, Graphite fibreboard, Inorganic fibreboard, Minerals fibreboard, Silicone rubber sealing plate
EC010689 | EG019720 | Graphite plate | 4 |  | Gasket plate, Graphite plate, Graphite sheet, Nail plate
EC010690 | EG019720 | Cork rubber plate | 3 |  | Cork rubber plate, Cork rubber sheet, Plate cork rubber
EC010691 | EG019720 | Plastic plate | 6 |  | ABS plate, GRP plate, GRP-plate, Hard paper plate, PA plate, PC plate, PCTFE plate, PE plate, PEEK plate, PEI plate, PES plate, PET plate, PETP plate, PF plate, PI plate, PMMA plate, POM plate, PPS plate, PSU plate, PTFE plate, PUR plate, PVC plate, PVC-C plate, PVDF plate, Plastic plate, UHMPE plate
EC010692 | EG019720 | Wool felt plate | 2 |  | Wool felt plate
EC010693 | EG020055 | Aluminium plate | 6 |  | Aluminium plate, Checker plate, Diamond plate, Durbar floor plate, Plate
EC010694 | EG020055 | Brass plate | 6 |  | Brass plate
EC010695 | EG020055 | Copper | 6 |  | Band copper, Copper, Copper plate
EC010696 | EG020003 | Steel plate | 6 |  | Checker plate, Diamond plate, Durbar floor plate, Perforated steel, Plate steel, Steel plate, Tread plate
EC010697 | EG020055 | Stainless steel plate | 6 |  | Checker plate, Diamond plate, Durbar floor plate, Plate stainless steel, SS plate, Stainless steel plate, Tread plate
EC010698 | EG020055 | Nickel plate | 4 |  | Nickel plate
EC010699 | EG020055 | Steel alloy plate | 4 |  | Steel alloy plate
EC010700 | EG019720 | PTFE sealing plate | 4 |  | Expanded PTFE sheet, Filled PTFE plate, Gasket plate, PTFE plate, PTFE sealing plate
EC010701 | EG019730 | Round plastic rod | 6 |  | ABS rod, Bar, Fiber adj. plastic rod, GFK rod, GRP rod, Hard paper bar, PA rod, PC rod, PCTFE rod, PE rod, PEEK rod, PEI rod, PETP rod, PF rod, PI rod, PMMA rod, POM rod, PP rod, PPS rod, PSU rod, PTFE rod, PUR rod, PVC rod, PVDF rod, Plastic bar, Plastic constructionbar, Plastic hollow rod, Plastic rod, Rod, Round plastic bar, Round plastic rod
EC010702 | EG019730 | Rectangular plastic rod | 6 |  | ABS rod, Bar, Fiber adj. plastic rod, GFK rod, GFK strip, GRP rod, GRP strip, Hard paper rod, PA rod, PC rod, PCTFE rod, PE rod, PEEK rod, PEI rod, PETP rod, PF rod, PI rod, PMMA rod, POM rod, PP rod, PPS rod, PSU rod, PTFE rod, PUR rod, PVC rod, PVDF rod, Plastic bar, Plastic rod, Plastic strip, Rectangular plastic bar, Rectangular plastic rod, Rectangular/half-round plastic rod, Rod, Strip
EC010703 | EG019730 | Hexagonal plastic rod | 6 |  | ABS rod, Bar, Fiber adj. plastic rod, Hard paper rod, Hexagonal bar, Hexagonal plastic bar, Hexagonal plastic rod, Lath, PA rod, PC rod, PCTFE rod, PE rod, PEEK rod, PERP rod, PF rod, PI rod, PMMA rod, POM rod, PP rod, PPS rod, PSU rod, PTFE rod, PUR rod, PVC rod, Plastic bar, Plastic rod, Rod, Strip
EC010704 | EG015910 | Graphite flange gasket (DIN) | 6 |  | DIN graphite flange seal, Flange gasket, Gasket, Graphite flange gasket (DIN), Graphite flange seal (DIN), High pressure flange gasket, Nail plate gasket, Nickel foil flange gasket, Seal, Sealing
EC010705 | EG015910 | Comb profile flange gasket (DIN) | 5 |  | Comb profile flange gasket (DIN), Comb profile flange seal (DIN)
EC010706 | EG015910 | Envelope flange gasket (DIN) | 5 |  | DIN envelope flange seal, Envelope flange gasket (DIN), Envelope flange seal, Envelope flange seal (DIN), Envelope gasket, Envelope gasket (DIN), Envelope sealing flange, Envelope sealing flange (DIN), Flange seal, Gasket, PTFE seal
EC010707 | EG015910 | Oval manhole flange gasket | 3 |  | Boiler gasket, Cover gasket, Gasket, Hand hole gasket, Man hole gasket, Manhole gasket, Oval flange, Oval gasket, Oval manhole flange gasket, Oval manhole flange seal, Seal, Sealing, Sludge hole gasket
EC010708 | EG015910 | PTFE flange gasket (DIN) | 6 |  | DIN flange gasket, DIN flange seal, Flange gasket, Flange seal, Gasket, PTFE flange gasket (DIN), PTFE flange seal (DIN), Seal, Sealing
EC010709 | EG015910 | RTJ flange gasket (Ring Type Joint) | 4 |  | RTJ flange gasket (Ring Type Joint), RTJ flange seal (Ring Type Joint)
EC010710 | EG015910 | PTFE flange gasket (not normed) | 5 |  | Flange gasket, Flange seal, Gasket, Hand hole gasket, Manhole gasket, PTFE flange gasket (not normed), PTFE flange seal (not normed), Steele lined castle
EC010711 | EG015910 | Graphite flange gasket (ANSI) | 5 |  | ANSI graphite flange seal, Flange gasket, Gasket, Graphite flange gasket (ANSI), Graphite flange seal (ANSI), High pressure flange gasket, Nail plate gasket, Nickel foil flange gasket, Seal, Sealing
EC010712 | EG015910 | Graphite flange gasket (not normed) | 5 |  | Flange gasket, Flange seal, Gasket, Graphite flange gasket (not normed), Graphite flange seal (not normed), Hand hole gasket, High pressure flange gasket, Manhole gasket, Nail plate gasket, Nickel foil flange gasket
EC010713 | EG015910 | Comb profile flange gasket (ANSI) | 4 |  | Comb profile flange gasket (ANSI), Comb profile flange seal (ANSI)
EC010714 | EG015910 | Comb profile flange gasket (not normed) | 4 |  | Comb profile flange gasket (not normed), Comb profile flange seal (not normed)
EC010715 | EG015910 | Envelope flange gasket (not normed) | 3 |  | Envelope flange gasket (not normed), Envelope flange seal (not normed)
EC010716 | EG015910 | Envelope flange gasket (ANSI) | 4 |  | Envelope flange gasket (ANSI), Envelope flange seal (ANSI)
EC010717 | EG015910 | Cathodic flange gasket, ANSI | 3 |  | Cathodic flange gasket, ANSI, Cathodic flange seal, ANSI
EC010718 | EG020250 | Oil paper | 3 |  | Gasket paper, Gasket plate, OPJ plate, Oil paper, Oil proof jointing paper
EC010719 | EG015910 | Flange-protection strip | 3 |  | Flange-protection strip
EC010720 | EG020017 | Spring-activated chain tensioner | 4 |  | Spring-activated chain tensioner
EC010721 | EG015910 | Liquid gasket | 5 |  | Liquid flange gasket, Liquid gasket, Liquid thread gasket
EC010722 | EG020017 | Spring-activated belt tensioner | 4 |  | Spring-activated belt tensioner
EC010723 | EG020024 | Transport wheels | 3 |  | Air wheel for wheelbarrow, Fork lift roll, Transport wheels
EC010724 | EG020024 | Pneumatic tyre transport wheel | 4 |  | Pneumatic tyre transport wheel
EC010725 | EG020017 | Ceramic wire guide | 3 |  | Ceramic wire guide
EC010726 | EG020017 | Roller chain slide profile | 4 |  | Roller chain slide profile
EC010727 | EG020017 | Sprocket chain slide profile | 5 |  | Slide profile for sprocket chains, Sprocket chain slide profile
EC010728 | EG020017 | V-belt slide profile | 4 |  | V-belt slide profile
EC010729 | EG020017 | Circular belt slide profile | 4 |  | Circular belt slide profile
EC010730 | EG020017 | Flat belt slide profile | 4 |  | Flat belt slide profile
EC010731 | EG020017 | Product line slide profile, plastic | 5 |  | Plastic product line slide profile, Product line slide profile, plastic
EC010732 | EG020079 | Block pump | 7 |  | Block pump, Central heating pump, Centrifugal pump, Chilled water pump, Circulation pump, Cold water pump, Coolant pump, Heating circuit pump, Liquid pump, Pump
EC010733 | EG020079 | Submersible wastewater pump | 7 |  | Basement pump, Clock pump, Dirty water pump, Drain pump, Drainage pump, Pump, Submersible faeces pump, Submersible pump, Submersible wastewater pump
EC010734 | EG015510 | Flat roll-up hose | 4 |  | Extinguisher hose, Extinguishing hose, Fire extinguish hose, Fire extinguisher hose, Fire hose, Flat fire hose, Flat hose, Flat roll-up hose, Flexible hose, Hose, Lay-flat hose, PVC hose, PVC hose with inlay, Plastic hose, Pump hose, Temporary downpipe, Water hose, Waterhose
EC010735 | EG015520 | Dry-break coupling/thread | 4 |  | Dry-break coupling / thread, Dry-break coupling/thread
EC010736 | EG015520 | Insert stop | 2 |  | Cap for quick coupling, Cap/plug for quick coupling, Dust cap, Dust plug, Insert stop, Plug, Plug for quick coupling, Plug stop, Push-in fittings
EC010737 | EG020078 | Pressurisation unit | 7 |  | Booster installation, Booster unit, Hydrophore, Hydrophore installation, Hydrophore unit, Hydropressor, Irrigation pump, Pressure boosting system, Pressurisation unit, Pump, Rainwater pump
EC010738 | EG015540 | Flare/flare coupling | 3 |  | Flare/flare coupling
EC010739 | EG015510 | Plastic hose with inlay | 6 |  | Air hose, Airpressure hose, Airpressurehose, Alimentary hose, Beer hose, Blower hose, Chemical hose, Chemistry hose, Compressor hose, Deck wash hose, Drinking water hose, Durable hose, Food hose, Fuel hose, Gas hose, High pressure cleaning hose, Hose, Hydraulic hose, Milk hose, Oil hose, PA hose, PE hose, PU hose, PVC hose, PVC hose with inlay, Petrol hose, Plastic hose, Plastic hose with inlay, Pneumatic hose, Polyurethane hose, Protect hose, Protection hose, Suction and blower hose, Suction hose, Water hose, Waterhose, Wine hose
EC010740 | EG015510 | Spiral hose | 4 |  | Spiral hose
EC010741 | EG015510 | Spiral hose protection | 2 |  | Spiral hose protection
EC010742 | EG015510 | Rubber twin hose | 4 |  | Rubber twin hose
EC010745 | EG015510 | Hose guide | 2 |  | Hose guide, Hose guide roller
EC010746 | EG015510 | Protection links for hose | 2 |  | Protection links for hose
EC010747 | EG015520 | Sealing for storz coupling | 3 |  | Gasket, Lip ring, Seal for Storz coupling, Sealing, Sealing for storz coupling, Storz coupling, Storz coupling gasket, Storz coupling seal
EC010748 | EG015520 | Coupling/fitting wrench | 4 |  | Angel valve socket wrench, Coupling key, Coupling tool, Coupling wrench, Coupling/fitting wrench, DSP key, Fitting wrench, Gas pipe plug wrench, Guilemin key, Guillemin wrench, Hose coupling wrench, Hydrant wrench, Key DSP coupling, Key DSP hose coupling, Key Guillemin/DSP coupling, Key for Guillemin, Key for TW coupling, Key for TW-coupling, Key for hose coupling, Key for storz coupling, Key for tap extension, Mounting wrench, Mounting wrench for heating/sanitary, Storz key, TW-key, Valve holding wrench, Wrench for hose coupling
EC010749 | EG015520 | Guillemin coupling/hose connector | 2 |  | Guillemin coupling/hose connector
EC010750 | EG015520 | Guillemin reduced coupling | 2 |  | Guillemin reduced coupling
EC010751 | EG015520 | Guillemin plug | 2 |  | Guillemin plug
EC010752 | EG015520 | Guillemin coupling/weld | 1 |  | Guillemin coupling/weld
EC010753 | EG015520 | Sealing for guillemin coupling | 2 |  | Sealing for guillemin coupling
EC010754 | EG015520 | DSP coupling/thread | 3 |  | DSP coupling, DSP coupling/thread, DSP thread coupling, DSP threaded coupling, Fire coupling, French coupling, Half symmetric coupling, Half symmetrical coupling, Hose coupling, Hydrant coupling, Threaded coupling, Threaded fitting, Water hose coupling
EC010755 | EG015520 | DSP coupling/hose connector | 1 |  | DSP coupling/hose connector
EC010756 | EG015520 | DSP reduced coupling | 1 |  | DSP reduced coupling
EC010757 | EG015520 | DSP plug | 2 |  | Cap for quick coupling, DSP blanking plug, DSP blind stop, DSP hood, DSP plug, DSP quick coupling, DSP-hood, DSP-plug, DSP-quick coupling, Dust cap, Dust plug, Fire hose coupling, Firefighters coupling, French coupling, Hose coupling, Hydrant coupling, Plug quick coupling, Water coupling, Water hose coupling
EC010758 | EG015520 | Sealing for DSP coupling | 2 |  | Sealing for DSP coupling
EC010759 | EG015520 | Sealing for claw coupling | 3 |  | Sealing for claw coupling
EC010760 | EG015520 | Insert coupling, 2 connections | 2 |  | Insert coupling, 2 connections
EC010761 | EG015520 | Insert coupling, 3 connections | 1 |  | Insert coupling, 3 connections
EC010762 | EG015520 | Insert coupling/thread | 2 |  | Insert coupling/thread
EC010763 | EG015520 | Insert coupling, T and L/thread | 2 |  | Insert coupling, T and L/thread
EC010764 | EG015520 | Clamp coupling/flange | 4 |  | Clamp coupling/flange
EC010765 | EG015520 | Cap/plug for dry-break coupling | 1 |  | Cap/plug for dry-break coupling
EC010766 | EG015520 | Sealing for dry-break coupling | 2 |  | Sealing for dry-break coupling
EC010767 | EG015520 | Clamp coupling/weld | 1 |  | Clamp coupling/weld
EC010768 | EG015520 | Swivel joint for hose reel | 2 |  | Swivel coupling for hose reel, Swivel joint, Swivel joint for hose reel
EC010769 | EG015520 | Hose compression coupling (2 connections) | 3 |  | Hose compression coupling (2 conn.), Hose compression coupling (2 connections)
EC010770 | EG015520 | Clamping disc for hose | 4 |  | Clamping disc for hose
EC010771 | EG015520 | Ear clamp for hose | 1 |  | Ear clamp for hose
EC010772 | EG015520 | Worm screw clamp for hose | 5 |  | Clamp strip, Hose clamp, Spring hose clamp, Tension strip, Worm screw, Worm screw clamp, Worm screw clamp for hose, Worm screw hose clamp
EC010773 | EG015520 | Hose connector | 2 |  | Hose connector
EC010774 | EG015520 | Valve quick coupling stop | 2 |  | Valve quick coupling stop, Valve rapid coupling stop
EC010775 | EG015520 | Flanged bush for hose coupling | 1 |  | Flanged bush for hose coupling
EC010776 | EG015520 | Akzo stop | 2 |  | Akzo stop
EC010777 | EG015520 | Akzo push-on flange | 1 |  | Akzo push-on flange
EC010778 | EG015520 | Sealing for Akzo coupling | 1 |  | Sealing for Akzo coupling
EC010779 | EG015520 | Compression coupling for hose (3 connections) | 2 |  | Compression coupling for hose (3 conn.), Compression coupling for hose (3 connections)
EC010781 | EG015520 | Cam and groove coupling/thread | 5 |  | Cam and groove adapter, Cam and groove coupler, Cam and groove coupling, Cam and groove coupling/thread, Cam and groove hose coupling, Cam and groove quick coupling, Hose coupling with external thread, Hose coupling with internal thread, Threaded coupling, Water coupling, Water hose coupling
EC010782 | EG015520 | Cam and groove coupling/weld | 3 |  | Cam and groove coupling/weld
EC010783 | EG015520 | Cam and groove coupling/flange | 4 |  | Cam and groove coupling/flange
EC010784 | EG015520 | Cam and groove plug/cap | 5 |  | Cam and groove adapter, Cam and groove cap, Cam and groove coupler, Cam and groove coupling, Cam and groove hose coupling, Cam and groove plug, Cam and groove plug/cap, Cam and groove quick coupling, Cap for quick coupling, Dust cap, Dust plug, Plug for quick coupling
EC010785 | EG015240 | Grille with absolute filter housing | 1 |  | Grille with absolute filter housing
EC010786 | EG020061 | Drain housing | 4 |  | Drain housing
EC010787 | EG015630 | Mechanical constant volume controller, round | 3 |  | Mech. constant volume controller, round, Mechanical constant volume controller, round
EC010788 | EG015630 | Mechanical constant volume controller, rectangular | 3 |  | CAV, Mech. constant vol. controller, rectangular, Mechanical constant volume controller, rectangular
EC010789 | EG015630 | Air volume and pressure controller, rectangular | 4 |  | Air volume and pressure controller, rectangular, VAV, VVC, Variable volume control, Variable volume controller
EC010790 | EG020058 | Airtight inspection hatch | 3 |  | Air tested access panel, Airtight acces panel, Airtight inspection hatch, Inspection cover, air-tight
EC010791 | EG020058 | Airtight inspection door | 2 |  | Airtight inspection door
EC010792 | EG015520 | Seal for cam and groove coupling | 3 |  | Seal for cam and groove coupling, Seal, cam and groove coupling
EC010793 | EG015520 | Tanker coupling/hose connector | 3 |  | TW quick coupling/hose connector, TW rapid coupling/hose connector, Tank lorry coupling, Tank truck coupling, Tank wagon coupling, Tanker coupling/hose connector
EC010794 | EG015520 | Tanker coupling/thread | 4 |  | DIN 28450 coupling, Hose coupling with female thread, MK, TW adapter, TW coupler, TW coupling, TW coupling/thread, TW quick coupling, TW thread coupling, Tank lorry coupling, Tank truck coupling, Tank wagon coupling, Tank-car adapter, Tank-car coupler, Tank-car thread coupling, Tank-car threaded fitting, Tanker adapter, Tanker coupler, Tanker coupling/thread, Tanker thread coupling, Tanker threaded fitting, Threaded coupling, VK
EC010795 | EG015520 | Tanker plug/cap | 6 |  | Cap for quick coupling, Cap/plug for quick coupling, DIN 28450 coupling, Dust plug, Plug for quick coupling, TW cap, TW coupler, TW coupling, TW plug, TW plug/cap, TW quick coupling, TW stop, TW thread coupling, Tank lorry coupling, Tank truck coupling, Tank wagon coupling, Tank-car cap, Tank-car coupler, Tank-car coupling, Tank-car plug, Tank-car stop, Tanker cap, Tanker car plug/cap, Tanker coupler, Tanker coupling, Tanker plug, Tanker plug/cap, Tanker stop, Water hose coupling
EC010796 | EG015520 | Sealing, TW coupling | 5 |  | Sealing, TW coupling
EC010797 | EG015520 | Sealing, clamp coupling | 3 |  | Sealing, clamp coupling
EC010803 | EG020071 | Hydraulic nipple, 2 connections | 4 |  | Hydraulic nipple, 2 conn., Hydraulic nipple, 2 connections
EC010804 | EG020071 | Hydraulic threaded T-piece | 3 |  | Hydraulic threaded T-piece
EC010805 | EG020071 | Hydraulic threaded cross piece | 3 |  | Hydraulic threaded cross piece
EC010806 | EG020071 | Hydraulic threaded plug | 4 |  | Hydraulic screw plug, Hydraulic threaded plug
EC010807 | EG020071 | Hydraulic cutting ring stop | 5 |  | Hydraulic cutting ring hood, Hydraulic cutting ring plug, Hydraulic cutting ring stop, Plug, Stop
EC010808 | EG020071 | Hydraulic cutting ring fitting with 2 connections | 6 |  | Angle coupling, Cutting ring knee coupling, G-coupling, Hydraulic cutting ring fitting with 2 connections, Hydraulic cutting ring fitting, 2 conn., Hydraulic elbow, Straight bulkhead coupling, Straight coupling, Welding coupling
EC010809 | EG020071 | Hydraulic cutting ring T-piece | 5 |  | Cutting ring coupling, Hydraulic cutting ring T-coupling, Hydraulic cutting ring T-piece, Hydraulic cutting ring fitting with 3 connections, Hydraulic cutting ring tee, Hydraulic cutting ring, T-connector
EC010810 | EG020071 | Hydraulic cutting ring cross-connector | 4 |  | Cutting ring coupling, Cutting ring cross coupling, Hydraulic cutting ring cross-connector, Hydraulic cutting ring cross-coupling, Hydraulic cutting ring cross-fitting, Hydraulic cutting ring, cross-connector
EC010811 | EG020071 | Hydraulic cutting ring screw coupling | 6 |  | Adjustable L-coupling, Adjustable T-coupling, Adjustable angle screw, Angle screw coupling, GAI-coupling, GE-coupling, Hydraulic cutting ring screw, Hydraulic cutting ring screw coupling, Screw coupling, Screw cutting ring coupling, Straight screw, Straight stud, Stud
EC010812 | EG020071 | Hydraulic cutting ring, banjo coupling | 3 |  | Hydraulic cutting ring, banjo coupling
EC010813 | EG015540 | Cutting ring | 2 |  | Crimp ring, Cutting ring, Ring
EC010814 | EG015540 | Flare T-piece | 3 |  | Flare T-coupling, Flare T-piece
EC010815 | EG015540 | Flare cross-connector | 2 |  | Flare cross-connector
EC010816 | EG015540 | Flare/threaded coupling | 4 |  | Flare/threaded coupling
EC010817 | EG021005 | Clamping slide, ribbed fixing strap | 5 |  | Clamping slide, fixing strap, Clamping slide, ribbed fixing strap
EC010818 | EG015520 | Tanker coupling clamp ring | 2 |  | TW clamp ring, Tank lorry coupling, Tank truck coupling, Tank wagon coupling, Tanker coupling clamp ring
EC010819 | EG015520 | Tanker coupling crown ring | 5 |  | TW crown ring, Tank lorry coupling, Tank truck coupling, Tank wagon coupling, Tanker coupling crown ring
EC010820 | EG015520 | Cam and groove handle | 3 |  | Cam and groove adapter, Cam and groove axis, Cam and groove coupler, Cam and groove coupling, Cam and groove handle, Cam and groove lever, Cam and groove pin, Cam and groove quick coupling, Cam and groove ring, Cam and groove security handle, Cam and groove threaded coupling, Cam and groove trade, Water coupling, Water hose coupling
EC010821 | EG015520 | Cam and groove pin | 4 |  | Cam and groove pin
EC010822 | EG015520 | Cam and groove ring | 6 |  | Cam and groove adapter, Cam and groove coupler, Cam and groove coupling, Cam and groove pull ring, Cam and groove quick coupling, Cam and groove ring
EC010823 | EG015540 | Vacuum support ring for compensator | 3 |  | Support ring, Support ring for compensator, Support ring rubber compensator, Vacuum support ring for compensator
EC010824 | EG015540 | Bolt/washer set for compensator | 4 |  | Bolt set for compensator, Bolt washer set, Bolt-washer combination, Bolt/washer set for compensator, Washer set for compensator
EC010825 | EG020069 | Syrup drain tap | 5 |  | Syrup cock, Syrup drain cock, Syrup drain faucet, Syrup drain tap, Syrup drain valve, Syrup faucet, Syrup tap, Syrup valve
EC010826 | EG020069 | Industrial drain tap | 6 |  | Industrial cock, Industrial drain tap, Industrial faucet, Industrial tap, Oil drain valve, Self-closing cock, Self-closing faucet, Self-closing valve, Stoves cock, Stoves crane, Stoves faucet, Stoves tap
EC010827 | EG020061 | Emergency overflow (vertical) | 5 |  | Emergency overflow (vertical)
EC010828 | EG017610 | Mounting plate for bath tap | 4 |  | Mounting plate for bath tap
EC010829 | EG020017 | Vibration isolation hanger | 4 |  | Anti vibration hanger, Rubber, Solid vibration isolator hanger, Spring, Spring hanger, Spring vibration isolator, Vibration isolation hanger
EC010832 | EG017610 | Tap hole cover plug | 5 |  | Tap hole cover plug
EC010834 | EG020062 | Top section | 4 |  | Top section
EC010836 | EG015880 | Display assembly set | 2 |  | Display assembly set
EC010837 | EG020050 | Cable for control apparatus with connector | 4 |  | Cable for control apparatus with connector
EC010838 | EG015510 | Hoist band for hose | 3 |  | Hoist band, Hoist band for hose, Hose bun, Hose sling
EC010839 | EG015520 | Tri-Clamp coupling | 2 |  | Tri Clamp coupling, Tri clamp ferrule, Tri-Clamp coupling, Tri-clamp ferrule, Triclamp coupling
EC010840 | EG015520 | Tri-Clamp sealing | 2 |  | Sealing for Tri Clamp, Sealing for Tri-Clamp, Sealing for Triclamp, Tri-Clamp sealing
EC010841 | EG015520 | Pointed piece, dairy coupling/hose connector | 2 |  | Pointed piece, dairy coupling/hose connector
EC010842 | EG015520 | Cam and groove handle/pin/ring | 2 |  | Cam and groove handle/pin/ring
EC010843 | EG015520 | Dry-break coupling/flange | 5 |  | Dry-break coupling / flange, Dry-break coupling/flange
EC010844 | EG015520 | Tri-Clamp clamp | 4 |  | 2-part clamp, 3-part clamp, Pharmaceutical clamp, Tri Clamp clamp, Tri-Clamp clamp, Triclamp clamp
EC010845 | EG020077 | Fixed-point attachment | 3 |  | Fixed-point attachment
EC010846 | EG020064 | Prop | 3 |  | Prop
EC010847 | EG019710 | Tile strip for mounting rail | 4 |  | Tile strip for mounting rail
EC010848 | EG017550 | Bath outlet-inlet combination | 6 |  | Bath outlet-inlet combination
EC010849 | EG017110 | Sound insulation set for wastewater reception devices | 3 |  | Sound insulation set for wastewater reception devices, Sound-proofing set for collection devices
EC010850 | EG017550 | Drain booster | 4 |  | Drain booster, Flow booster waste water
EC010851 | EG015530 | Drainage-/infiltration pipe | 5 |  | Drainage-/infiltration pipe
EC010852 | EG020084 | Spindle extension | 3 |  | Spindle extension
EC010853 | EG015240 | Tube grille | 2 |  | Tube grille
EC010855 | EG015630 | Air volume measuring station, round | 1 |  | Air volume measuring station, round
EC010856 | EG015630 | Dual-channel air mixing unit | 3 |  | Dual-channel air mixing unit
EC010857 | EG015630 | Air volume measuring station, rectangular | 1 |  | Air volume measuring station, rectangular
EC010858 | EG020070 | Accessories/spare parts for radiator | 6 |  | Accessories for radiator, Accessories/spare parts for radiator, Electrical element, Glass shelf, Mirror, Piece of furniture, Spare part for radiator, Spare parts for radiator, Towel, Towel holder, Towel holder for heating element, Wardrobe
EC010859 | EG015510 | Flexible aluminium tube | 5 |  | Flexible aluminium tube, Flexible pipe, Flexible tube for ventilation system, Pipe
EC010860 | EG020079 | Wastewater pump unit | 9 |  | Dirty water pump unit, Faeces pomp unit, Faeces pump, Faeces unit, Pump, Pumping station, Rain pump system, Rainwater pump, Rainwater sump, Sewage pump unit, Waste unit, Wastewater pump unit, Wastewater sump
EC010861 | EG020250 | Heat-conducting paste | 3 |  | Heat-conducting paste
EC010862 | EG017610 | Bath mixing tap | 7 |  | Bath mixer, Bath mixing tap, Electronic tap
EC010864 | EG020063 | Surface-mounted flushing reservoir | 7 |  | Built-up flushing reservoir, Flushing reservoir mounted on closet bowl, Surface-mounted cistern, Surface-mounted flushing reservoir
EC010865 | EG015540 | End lid for sleeveless cast iron | 4 |  | End lid for sleeveless cast iron
EC010866 | EG020080 | Radiator foot valve | 8 |  | Adjustable coupling, Foot valve, Lockable radiator coupling, Radiator foot valve, Radiator lockshield, Return valve, Valve
EC010867 | EG020070 | Passing plate for floor heating | 5 |  | Passing plate for floor heating
EC010868 | EG020049 | Gas-fired water heater | 7 |  | Bath water heater, Gas water heater, Gas-fired water heater, Kitchen water heater, Kitchen/shower water heater
EC010869 | EG020049 | Hot tap water heater, indirectly fired | 4 |  | Hot tap water heater, indirectly fired
EC010870 | EG020067 | Concentric flue gas/air supply form piece, 2 connections | 7 |  | Concentric flue gas/air supply form piece, 2 connections
EC010871 | EG020049 | Boiler for preburner | 5 |  | Boiler for preburner
EC010872 | EG020065 | Shower seat | 6 |  | Shower seat
EC010875 | EG017610 | Toilet tap | 7 |  | Cold water faucet, Cold water tap, Electronic tap, Fountain faucet, Fountain tap, Lavatory faucet, Lavatory tap, Luxery faucet, Luxury tap, Restroom faucet, Restroom toilet, Toilet faucet, Toilet tap
EC010876 | EG020067 | Roof duct for heat recovery ventilator | 5 |  | Heat exchanger roof duct, Heat recovery unit roof duct, Roof duct for heat recovery unit, Roof duct for heat recovery ventilator
EC010877 | EG020067 | Outlet nozzle, rectangular air duct, 45° | 4 |  | Outlet nozzle, rectangular air duct, 45 degrees, Outlet nozzle, rectangular air duct, 45°
EC010878 | EG015640 | Valve built-in installation set | 4 |  | Valve built-in installation set, Valve installation accessory
EC010879 | EG020500 | Insulation blanket/-board | 9 |  | Glass wool plate, Insulating plate and roll, Insulation blanket/-board, Insulation blanket/-plate, Insulation board, Insulation plate, Neoprene plate, PUR-plate, Rock wool plate, Rockwool plate, Thermal insulation board, Thermal insulation mat, Thermal insulation plate
EC010880 | EG017110 | High/low bath | 5 |  | Adjustable bath, Assisted bath, Disability bath, Disabled, Hi lo bath, Hi-lo bath, High/low bath, Variable height bath
EC010881 | EG020077 | Suspension element, carrying pipe section | 5 |  | Suspension element, carrying pipe section
EC010882 | EG015530 | Plastic pipe smooth | 8 |  | ABS pipe, DWA tube, Drain, Drainage pipe, Fiber-reinforced tube, GRP pipe, Heating pipes, Irrigation pipe, Low noise tube, PE pipe, PEX pipe, PP pipe, PPR pipe, PVC pipe, Pipe fitting, Plastic pipe smooth, Plastic pipe, smooth, Radiator pipe, Rainwater drainage pipe, Rainwater drainpipe, Rainwater pipe, Recycled PVC pipe, SH-tube, Sewer pipe, Single layer pipe, Stormwater drainage tube, Stormwater drainpipe, Teflon tube, Teflon tubing, Thin-walled PTFE tube, Thin-walled PTFE tubing, Underfloor hose, Waterworks
EC010883 | EG020066 | Wall mounted fan (built-up) | 6 |  | Agricultural fan, Axial fan, Bathroom fan, Kitchen fan, Low pressure fan, Plate mounted fan, Shower fan, Toilet fan, Wall fan, Wall mounted fan (built-up)
EC010884 | EG020051 | Washcloth holder | 6 |  | Washcloth holder, Washing-glove holder
EC010885 | EG020061 | Outlet funnel | 5 |  | Drain funnel, Drain tap, Funnel, Outlet funnel
EC010886 | EG020067 | Single-walled flue gas fitting, 1 connection | 8 |  | Single-walled flue gas attachment, 1 connection, Single-walled flue gas fitting, 1 connection
EC010887 | EG015880 | Accessories/spare parts for pressure difference sensor | 6 |  | Accessories for pressure difference sensor, Accessories/spare parts for pressure difference sensor, Measuring hose set, Mounting plate, Spare part for pressure difference sensor, Spare parts for pressure difference sensor
EC010888 | EG017610 | Bidet mixing tap | 8 |  | Bidet mixing tap, Electronic tap
EC010890 | EG020063 | Pneumatic lifting system flushing reservoir | 3 |  | Pneumatic lifting system flushing reservoir
EC010891 | EG020070 | Radiator mounting set | 6 |  | Radiator mounting set
EC010892 | EG017640 | Shower wall walk-in | 6 |  | Shower wall walk-in
EC010894 | EG020091 | Accessories/spare parts for sprinklers | 7 |  | Accessories for sprinklers, Accessories sprinklers, Accessories/spare parts for sprinklers, Heat catch plate, Heat collection plate, Mounting wrench, Protective basket, Rain child, Spare part for sprinklers, Spare parts for sprinklers, Spare sprinkler cabinet, Sprinkler cabinet, Sprinkler guard, Sprinkler wrench, Storage cabinet for spare sprinklers, Wrench
EC010895 | EG019710 | Embedded rail | 7 |  | Embedded rail
EC010896 | EG017640 | Riser for hose on shower tap | 2 |  | Riser for hose on shower tap
EC010899 | EG020062 | Concentric flue gas/air supply pipe | 8 |  | Concentric flue gas/air supply pipe
EC010901 | EG020051 | Extension for wall toilet | 4 |  | Extension for wall toilet, Wall closet extension
EC010903 | EG020051 | Glass for glass holder | 4 |  | Cup for glass holder, Drinking glass, Glass, Glass for glass holder, Glass for holder for bathroom accessories
EC010904 | EG020077 | Suspension eye bracket | 5 |  | Suspension eye bracket
EC010905 | EG017640 | Shower connecting piece | 7 |  | Shower Wall Union and Shower Arm, Shower connecting piece
EC010906 | EG020062 | Duct lead-through plate for roof boarding | 5 |  | Airtight roof board plate, Airtight roof boarding plate, Ceiling flue pipe plate, Duct lead-through plate, Duct lead-through plate for roof boarding, Roof boarding plate, Set of centring plates, Ventilation centring plates
EC010907 | EG020051 | Recess for tissue holder | 3 |  | Recess for tissue holder
EC010908 | EG015810 | Weight-loaded pressure relief valve | 8 |  | Double weight-loaded pressure relief valve, Double weight-loaded safety device, Weight-loaded pressure relief valve, Weight-loaded safety device
EC010910 | EG020069 | Butterfly valve | 8 |  | Butterfly screw valve, Butterfly valve, Flange valve, Screw valve, Throttle valve, Valve
EC010911 | EG015240 | Anemostat, round front | 2 |  | Anemostat, round front
EC010913 | EG020070 | Convector pit empty | 4 |  | Convector pit empty
EC010914 | EG020065 | Counterplate, adapted system | 3 |  | Counterplate, adapted system
EC010915 | EG015170 | Adaptor for air handling unit | 3 |  | Adapter for air handling unit, Adaptor for air handling unit
EC010917 | EG020069 | Plug valve | 8 |  | Flange valve, Plug cock, Plug valve, Quick-closing plug cock, Quick-closing plug valve, Self-closing plug cock, Self-closing plug valve, Thread valve, Valve
EC010918 | EG020067 | Sleeve embedded duct | 4 |  | Sleeve embedded duct
EC010919 | EG020067 | Bend, oval air duct | 7 |  | Bend, oval air duct, Double-walled duct, Externally insulated duct, Hard foam duct (full insulation), Internally insulated duct, Uninsulated duct
EC010920 | EG015810 | Light intensity sensor | 8 |  | Light intensity sensor
EC010921 | EG020062 | Air duct attachment | 7 |  | Air duct attachment
EC010923 | EG020062 | Connecting box, flat roof for heat recovery ventilator | 3 |  | Connecting box, flat roof for heat recovery unit, Connecting box, flat roof for heat recovery ventilator, Heat exchanger connecting box, flat roof, Heat recovery unit connecting box, flat roof
EC010924 | EG020067 | Transition piece rectangular/round air duct | 5 |  | Reduction piece, Reduction piece for ventilation system, Transition piece rectangular/round air duct, Transition piece, rectangular/round air duct
EC010925 | EG015240 | Cover for ventilation valve | 2 |  | Cover for ventilation valve
EC010926 | EG021005 | Base plate for bracket attachment | 5 |  | Base plate for bracket attachment
EC010927 | EG015840 | Room thermostat | 8 |  | Cooling thermostat, Floor Thermostat, Heating thermostat, Heating/cooling thermostat, Industrial thermostat, Modulating thermostat, Open Therm thermostat, RF thermostat, Radio thermostat, Room controller, Room thermostat, Thermostat, Wireless thermostat
EC010928 | EG019710 | Side-corner joint for mounting rail | 4 |  | Side-corner joint for mounting rail
EC010929 | EG020063 | Double wall/built-in element armrest | 7 |  | Double wall/built-in element armrest, High-load mounting module
EC010930 | EG020066 | Wall mounted fan (built-in) | 5 |  | Agricultural fan, Axial fan, Bathroom fan, Kitchen fan, Low pressure fan, Shower fan, Toilet fan, Wall fan, Wall mounted fan, Wall mounted fan (built-in)
EC010933 | EG021005 | Rail console | 5 |  | Cantilever arm, Clap console, Industry support, Manufacture carrier, Rail console, Rail console set, Screw on angle, Support for wall rail
EC010935 | EG020067 | Reducer air duct | 8 |  | Double-walled duct, Externally insulated duct, Hard foam duct (full insulation), Heat exchanger reducer, Internally insulated duct, Reducer air duct, Reducer double-walled round air duct, Reducer embedded duct, Reducer, double-w. round air duct, Reducer, heat exchanger air duct, Reducer, oval air duct, Reducer, oval/round air duct, Reducer, rectangular air duct, Reducer, rectangular/rectangular air duct, Reducer, round air duct, Reducing bent air duct, Transition piece, round air duct, Uninsulated duct
EC010937 | EG020067 | Sliding piece embedded duct | 4 |  | Sliding piece embedded duct
EC010938 | EG017610 | Self-closing tap/valve (mechanical) | 7 |  | Elbow operated tap, Foot operated tap, Foot valve, Hand operated tap, Knee operated valve, Knee valve, Self-closing tap - mechanical, Self-closing tap/valve (mechanical), Shower valve, Urinal valve
EC010939 | EG020070 | Double radiator wall console | 6 |  | Double radiator wall console
EC010940 | EG020091 | Storage sprinkler | 6 |  | Cold storage sprinkler, Control mode sprinkler, Controlling sprinkler, ESFR sprinkler, Early suppression fast response, Elo sprinkler, Extinguishing sprinkler, Extra large inrack sprinkler, Extra large orifice sprinkler, Flat spray sprinkler, Intermediate level sprinkler, Large drop sprinkler, Large orifice sprinkler, Storage sprinkler, Theorem sprinkler
EC010941 | EG020077 | Fixed-point corner support | 6 |  | Fixed-point corner support
EC010942 | EG017640 | Automatic draining system for shower hose | 5 |  | Automatic draining system for shower hose
EC010943 | EG015540 | Plastic expansion sleeve | 6 |  | Plastic expansion sleeve
EC010944 | EG015810 | Air flow sensor | 6 |  | Air flow sensor
EC010946 | EG015810 | Thermostatic steam trap | 7 |  | Bellows trap, Thermostatic steam trap, Thermostatic trap, Trap
EC010948 | EG020065 | Backrest | 6 |  | Back support, Backrest, Toilet support
EC010950 | EG015530 | Stainless steel pipe | 7 |  | Corrosion resistant pipe, Pipe, Stainless steel pipe, Stainless steel tube, Stainless-steel pipe, Tube
EC010951 | EG020077 | Profiled tube clip | 4 |  | Profiled tube clip
EC010954 | EG020067 | Single-walled flue gas fitting, 2 connections | 10 |  | Adaptor for single walled flue gas pipe, 2 connections, Bend for air exhaust pipe, Bend for chimney pipe, Bend for flue gas pipe, single walled, Fitting for single walled flue gas pipe, 2 connections, Single-walled flue gas attachment, 2 connections, Single-walled flue gas fitting, 2 connections
EC010955 | EG020049 | Combined boiler for detachable burner | 7 |  | Central heating boiler, Combined boiler for detachable burner, Combined boiler for preburner
EC010957 | EG015840 | Free programmable controller extension | 5 |  | Free programmable controller extension
EC010958 | EG020078 | Membrane pressure expansion vessel | 6 |  | Bladder expansion tank, Diaphragm expansion tank, Diaphragm expansion vessel, Expansion reservoir, Expansion tank, Membrane pressure expansion vessel, Pressure tank, Pressure vessel, Surge tank, Surge vessel
EC010959 | EG015810 | Vacuum valve (pressurized system) | 9 |  | Vacuum valve, Vacuum valve (pressurised system), Vacuum valve (pressurized system)
EC010961 | EG015840 | Application for freely programmable controller | 4 |  | Application for freely programmable controller
EC010962 | EG017640 | Shower door | 7 |  | Fold, Shower door, Showerdoor, Slide four-part, Slide one-part with two fixed panels, Slide three-part, Slide three-part with one fixed panel, Slide two-part, Slide two-part with one fixed panel, Turn one-part, Turn one-part with fixed panel, Turn one-part with two fixed panels, Turn two-part, Turn two-part with fixed panel
EC010963 | EG020064 | Foundation hook | 6 |  | Foundation hook
EC010964 | EG017550 | Siphon tube | 6 |  | Floor siphon tube, Siphon pipe, Siphon tube, Siphon tube wall, Siphon wall/floor pipe
EC010965 | EG020024 | Transport wheel fork | 6 |  | Transport wheel fork
EC010967 | EG020051 | Tap fastening element for construction wall | 4 |  | Tap fastening element for construction wall
EC010968 | EG020084 | Programming unit for servomotor/controller | 2 |  | Programming unit for servomotor/controller
EC010969 | EG021005 | Hook-and-loop fastener | 8 |  | Fleecy band, Hook band, Hook-and-loop fastener, Velcro
EC010971 | EG015280 | Accessories/spare parts for hot tap water heater | 6 |  | Accessories for hot tap water heater, Accessories/parts for hot tap water heater, Accessories/spare parts for hot tap water heater, Back coating set, Cascading set, Charging pump, Circulation set, Connection set, Control equipment, Exchange set, Exchanger, Fitting or transition piece, Flow regulator, Gas block, Ignition, Lock-out device, Mounting frame, Mounting frame for hot water device, Mounting set, Spare part for hot tap water heater, Spare parts for hot tap water heater, Storage connection set, Switch module, Tap water pump, Temperature sensor, Volume flow sensor
EC010972 | EG020051 | Recess for toilet brush fittings | 3 |  | Recess for toilet brush fittings
EC010973 | EG020065 | Height adjustment system shower seat | 4 |  | Height adjustment system shower seat, Shower seat height adjustment system
EC010974 | EG020077 | Cap bracket | 6 |  | Cap bracket, Cap mounting bracket, Pipe clamp, Split band clip, Wraparound mounting bracket
EC010979 | EG020063 | Double wall/built-in element urinal without flushing apparatus | 4 |  | Double wall/built-in element urinal without flushing apparatus
EC010980 | EG020079 | Built-in circulation pump | 8 |  | Built-in circulation pump, Central heating pump, Centrifugal pump, Chilled water pump, Circulation pump, Cold water pump, Coolant pump, DHW circulation pump, DHW pump, Double pump, Drinking water pump, Heating circuit pump, Hot water pump, Inline circulation pump, Installation pump, Liquid pump, Twin pump, Wet rotor circulation pump
EC010982 | EG015810 | Bell float-controlled trap | 7 |  | Bell float trap, Bell float-controlled trap, Bucket stream trap, Clock float trap, Float trap, Steam trap, Trap
EC010983 | EG020062 | Flue gas/air supply collector | 8 |  | Flue gas/air supply collector
EC010984 | EG020051 | Washbasin bracket | 5 |  | Washbasin bracket
EC010985 | EG020080 | Drain valve (radiator and tap water) | 8 |  | Drain cock, Drain cock (radiator and tap water), Drain valve, Drain valve (radiator and tap water), Drawer
EC010989 | EG015510 | Plastic twin hose | 6 |  | Plastic twin hose
EC010990 | EG020062 | Vent cross cowl | 5 |  | Aerating cover, Aeration cross cover, Cowl, Cross cover, Vent cover, Vent cross cowl, Ventilation cap
EC010991 | EG020067 | Double-walled flue gas fitting, 1 connection | 8 |  | Double-walled flue gas attachment, 1 connection, Double-walled flue gas fitting, 1 connection
EC010992 | EG020062 | Chimney spacer construction | 3 |  | Chimney centring holder, Chimney spacer construction, Distance holder for flexible flue liner, Distance holder for flue liner, Distance holder for rigid flue liner
EC010993 | EG020062 | Chimney sound absorber | 5 |  | Absorption silencer, Chimney sound absorber, Muzzle Silencer, Reflective silencer, Resonance silencer
EC010994 | EG020066 | Centrifugal fan | 5 |  | Centrifugal fan, Radial fan
EC010995 | EG020077 | T-model beam clamp | 5 |  | T-model beam clamp
EC010996 | EG020077 | Connecting bracket for sling | 4 |  | Connecting bracket for sling
EC010997 | EG020051 | Vanity shelf carrier | 5 |  | Shelf carrier, Vanity shelf carrier
EC010999 | EG020049 | Gas preburner | 6 |  | Gas preburner
EC011000 | EG020051 | System profile sanitary | 4 |  | System profile sanitary
EC011001 | EG020063 | Urinal partition | 5 |  | Urinal partition
EC011003 | EG020063 | Wall grab handle/rail | 9 |  | Bath grab, Bath handle, Sanitairy handle, Sanitairy wall grab, Shower grab, Shower handle, Support bracket, Wall bracket, Wall grab handle/rail, Wand handle
EC011004 | EG020051 | Shelf for vanity shelf holder | 3 |  | Board for shelf holder, Inlay for shelf holder, Insert for shelf holder, Plank for shelf holder, Platform for shelf holder, Shelf for shelf holder, Shelf for vanity shelf holder
EC011005 | EG020045 | Stud for brackets | 6 |  | Stud for brackets
EC011007 | EG015910 | Spiral-wound flange gasket (not normed) | 5 |  | Spiral-wound flange gasket (not normed), Spiral-wound flange seal (not normed)
EC011008 | EG015910 | Spiral-wound flange gasket (ANSI) | 6 |  | ANSI spiral-wound flange seal, Flange gasket, Flange seal, Gasket, Seal, Spiral wound gasket flange, Spiral wound seal flange, Spiral-wound flange gasket (ANSI), Spiral-wound flange seal (ANSI)
EC011009 | EG020079 | Faeces pump with standard motor | 8 |  | Faeces pump with standard motor
EC011010 | EG020080 | Radiator coupling | 7 |  | 3-way coupling, Angle radiator coupling, Infinitely adjustable radiator coupling, Radiator coupling, Radiator point unit, S-coupling, Slide coupling, Sliding coupling, Straight radiator coupling, Three-piece coupling
EC011011 | EG020066 | Ventilator for mounting on the roof | 8 |  | Attic exhaust fan, Attic fan, Exhaust fan, Fan, Fan for mounting on the roof, Fan unit - roof mounted, Fire fan, Power roof ventilator, Roof Mounted fan, Alternating Current (AC), Roof extractor fan, Roof mounted fan, Roof mounted fan with continuous current (DC), Roof mounted fan, direct current (DC), Rooftop attic fan, Ventilator for mounting on the roof
EC011012 | EG020066 | Circulating fan | 7 |  | Air circulation, Air circulation ventilator, Air cooling, Ceiling and wall ventilator, Ceiling ventilator, Circulating fan, Fan, Free standing ventilator, Table fan, Ventilator
EC011013 | EG020066 | Duct fan | 7 |  | Axial fan, Channel fan, Cylindrical cased fan, Duct fan, Fan, Inlet fan, Pipe fan, Pipe ventilator, Ring fan, Round duct fan, Tube fan, Tube mounted ventilator, Tube ventilator, Ventilator
EC011014 | EG015540 | Broaching saddle | 7 |  | Broaching saddle, Groove coupling with outlet, Mechanical tee, Weft pressure connection
EC011015 | EG020069 | Gas valve | 7 |  | Ball valve, Gas cock, Gas main cock, Gas main tap, Gas main valve, Gas tap, Gas valve, Gas valve bled, Main gas cock, Main gas tap, Main gas valve, Valve
EC011016 | EG020062 | Push-on profile, rectangular air duct | 3 |  | Push-on profile, rectangular air duct
EC011017 | EG015630 | One-bladed air control valve, rectangular | 4 |  | One-bladed air control valve, rectangular
EC011019 | EG020062 | Sound absorber round air duct | 8 |  | Sound absorber round air duct
EC011020 | EG015510 | Plastic hose, uninsulated with spiral | 9 |  | Air hose, Airpressure hose, Airpressurehose, Alimentary hose, Bulk hose, CAT hose, Cable protection hose, Chemical Hose, Chemistry hose, Cloth hose, Corrugated plastic tubing, Defroster hose, Discharge hose, Durable hose, Food hose, Granulate hose, Hose, Milk hose, Oil hose, PU hose, PVC hose, PVC hose with inlay, PVC hose with spiral, Paint spray hose, Plastic hose, Plastic hose, uninsulated with spiral, Plastic insulated hose with spiral, Plastic spiral hose, Polyurethane hose, Protect hose, Spiral plastic tubing, Suction and blower hose, Suction hose, Suction pressure hose, Suction/discharge hose, Vacuum cleaner hose, Ventilation hose, Verge mower hose, Water hose, Waterhose, Welding smoke exhaust hose, Wine hose
EC011021 | EG015520 | Storz coupling/hose connector | 4 |  | Cam coupling, Fire coupling, German coupling, Half-symmetric coupling, Hose connector, Hose coupling, Hydrant coupling, Storz / barbed coupling, Storz coupling, Storz coupling / hose connector, Storz coupling with hose, Storz coupling/hose connector, Storz hose connection, Storz hose coupling, Water hose coupling
EC011022 | EG020070 | Panel radiator (hydronic) | 7 |  | Bathroom radiator, Design radiator, Panel radiator, Panel radiator (hydronic), Plinth radiator, Plinth radiators
EC011023 | EG020070 | Tube radiator | 7 |  | Towel drying radiator, Towel radiator, Tube radiator
EC011024 | EG020070 | Convector pit complete | 6 |  | Convector pit complete
EC011025 | EG020065 | Armrest toilet support | 6 |  | Armrest toilet support
EC011026 | EG020065 | Auxiliary support leg set disabled sanitary | 5 |  | Auxiliary support leg set disabled sanitary
EC011027 | EG020065 | Shower stool | 6 |  | Shower stool
EC011028 | EG020065 | Grab handle/rail disabled sanitary | 8 |  | Bath grab, Corner wall bracket, Disabled bracket, Disabled grab, Frame bracket, Grab handle/rail disabled sanitary, Grab rail, Handle, Handle for adapted sanitairy, Shower bracket, Shower grab, Support bracket, Wall bracket, Wall handle adapted sanitairy
EC011029 | EG020062 | Spherical wire grid cover | 5 |  | Leaf catcher, Spherical wire grid cover
EC011030 | EG020049 | Air heater, indirectly fired | 5 |  | Air heater, indirectly fired, Air heater, indirectly fired, suspended
EC011031 | EG020065 | Swinging/ceiling support | 5 |  | Parrot, Parrot handle, Swinging/ceiling support, Triangle, Triangle handle
EC011032 | EG020065 | Floor stand disabled sanitary | 5 |  | Column for toilet support/handle, Floor stand disabled sanitary, Floor stand for shower seat, Floor stand for toilet handle, Floor stand for toilet support/handle, Freestanding column for toilet support arm
EC011033 | EG020250 | Refrigerant | 6 |  | Refrigerant
EC011034 | EG020070 | Fan coil unit | 8 |  | Built-in fan coil, Ceiling cooling unit, Fan coil, Fan coil unit, Fancoil unit, Floor convector, Surface mounted fan coil, Ventilator convector
EC011035 | EG020070 | Electrical accessories, ventilator convector | 5 |  | 2-way control valve, 3-way control valve, Electrical accessories, ventilator convector, Frost protection thermostat, Heating/cooling selector, Level switch, Room thermostat with position controller, Servomotor, Supply unit, Switch box
EC011036 | EG020063 | Shower toilet seat (electronic) | 5 |  | Shower toilet seat, Shower toilet seat (electronic)
EC011037 | EG020065 | Height adjustment system toilet support | 4 |  | Height adjustment system toilet support, Height-adjustment system, toilet support
EC011038 | EG020065 | Accessories/spare parts for bath lift | 5 |  | Accessories for bath lift, Accessories, bath lift, Accessories/spare parts for bath lift, Adapter for battery lift, Adaptor for battery lift, Battery charger, Rotating and transfer aid, Rotating tray, Spare part for bath lift, Spare parts for bath lift
EC011039 | EG020065 | Accessories/spare parts for toilet support/handle | 5 |  | Accessories for toilet handle, Accessories for toilet support, Accessories for toilet support/handle, Accessories, toilet support/handle, Accessories/spare parts for toilet support/handle, Covering cap, Decorative piece, Mounting kit, Sliding plate, Spare part for toilet support/handle, Spare parts for toilet handle, Spare parts for toilet support, Spare parts for toilet support/handle
EC011040 | EG020079 | Mechanical accessories/spare parts for pumps | 7 |  | Accessories for pressurisation unit, Accessories pressurisation unit, Accessories/spare parts for pressurisation unit, Ball, Base frame, Bracket, Capillary connection set for sensor, Compression coupling set incl. packing, Connecting piece, Connection box, Coupler, Coupling, Coupling piece, Coupling set with base plate, Cover, Diaphragm, Direction of rotation button, Documentation, Fastenings, Filter, Fitting piece, Fitting piece, complete, Flange, Gasket set, Hose, Impeller, Insulation, Interior, Internal mechanism, Junction box, Lifting device, Mechanical accessories for pumps, Mechanical accessories/spare parts for pumps, Membrane, Motor bearing set, Mounting set, Narrowing fitting piece, complete, Non-return valve, complete, O-ring set, PJE coupling set, Packing set, Pipe, Pump bearing set, Pump head, Pump pit cover with window, Pumphead, Pumpsensor, Reservoir, Revision set, Sealing set, Shaft, Shut-off valve, complete, Sinking ball, Soldered coupling set incl. packing, Spare parts for pressurisation unit, Spare parts for pumps, Spare set, Submersible pump connecting bend, Submersible pump hose, Submersible pump hose clip, Support, Threaded coupling set incl. packing, Threaded flange set, complete, Tool, Valve, Welding neck flange, complete
EC011041 | EG015540 | Compression ring | 7 |  | Compression ring
EC011042 | EG015540 | Compression ring set | 5 |  | Compression ring set
EC011043 | EG020050 | Connecting nipple pressure gauge | 7 |  | Anaconda nipple, Connecting nipple, Connecting nipple pressure gauge, Connection nipple gauge, Connection nipple test pump, Gauge connection nipple, Nipple
EC011044 | EG000061 | Earth clamp electric welding | 4 |  | Earth clamp electric welding
EC011045 | EG020093 | Battery acid tester | 6 |  | Acid meter, Acid tester, Acid weigher, Battery acid meter, Battery acid tester, Battery acid weigher
EC011047 | EG020050 | Compression trial pump | 7 |  | Compression pump, Compression trial pump, Pump, Trail pump, Water compression pump, Water press pump, Water supply trail pump
EC011048 | EG020050 | Compression trial plug | 4 |  | Compression trial plug
EC011049 | EG015540 | Terminal plug | 5 |  | Terminal plug
EC011050 | EG020094 | Antifreeze meter | 6 |  | Antifreeze meter, Antifreeze tester, Frost protection tester
EC011052 | EG019810 | Broom | 6 |  | Broom
EC011053 | EG020053 | Tool stick | 4 |  | Axe stick, Broomstick, Brush handle, Device shaft, Stick, Telescopic stick, Tool handle, Tool stick
EC011054 | EG020091 | Fire blanket | 4 |  | Fire blanket
EC011055 | EG020091 | Fire extinguisher | 7 |  | CO2-extinguisher, Extinguisher, Fire extinguisher, Flame extinguisher, Foam extinguisher, Halon extinguisher, Hand fire extinguisher, Powder extinguisher
EC011056 | EG000061 | Nozzle cleaner set | 6 |  | Burner drilling set, Nozzle cleaner set
EC011057 | EG000061 | Burner handle | 4 |  | Burner handle, Handle for propane burner
EC011058 | EG000061 | Burner head | 4 |  | Burner head, Hammer soldering iron, Preheating torch, Soldering insert, Soldering insert for handle
EC011059 | EG000061 | Burner extension piece | 3 |  | Burner extension piece
EC011060 | EG021001 | Bending block | 4 |  | Bending block, Bending die, Bending segment, Bending yoke, Forming block, Forming die, Forming yoke
EC011061 | EG021001 | Pipe bender | 6 |  | Hand bending tool, Pipe bender, Pipe bender with roller, Pipe bender with slide rail, Pipe bending pliers, Pipe bending tool, Tube bender, Tube bender with roller, Tube bender with slide rail, Tube bending pliers, Tube bending tool
EC011062 | EG020092 | Press pliers for push fittings | 6 |  | Pipe connecting pliers, Pipe crimping pliers, Press pliers for push fittings, Tube fitting press pliers
EC011065 | EG010320 | Lifting jack | 5 |  | Bottle jack, Car jack, Conveyor system, Hand lifter, Hydraulic lifter, Lifting jack, Steel winch, Trolley jack
EC011067 | EG021003 | Die head | 8 |  | Cutting head, Die head
EC011068 | EG020083 | Thread cutter | 8 |  | Thread cutter
EC011069 | EG020050 | Differential pressure meter | 7 |  | Differential pressure meter
EC011071 | EG000061 | Electrode holder | 2 |  | Electrode holder
EC011072 | EG020016 | Bucket | 5 |  | Bucket, Plastic container
EC011073 | EG021001 | Tube expander head | 5 |  | Pipe calibration tool, Tube expander head
EC011074 | EG021003 | Tube expander pliers | 5 |  | Pipe expanding pliers, Reaming pliers, Sheet metal working tool, Tube expander pliers
EC011075 | EG020050 | Expansion tank tester | 4 |  | Expansion tank tester
EC011076 | EG020083 | Flanging machine (tube) | 7 |  | Flanging machine, Flanging machine (tube), Flaring tool, Riveting tool
EC011078 | EG000061 | Gas lighter | 5 |  | Come lighter, Gas igniter, Gas lighter, Lighter, Revolver lighter, Weld lighter, Welding equipment, Welding spark lighter
EC011079 | EG000061 | Gas bottle cart | 4 |  | Bottle vehicle, Gas bottle cart, Steel bottle lorry
EC011081 | EG020094 | Gas leakage meter | 4 |  | Gas finder, Gas leak detector, Gas leakage meter, Gas measuring device
EC011082 | EG020094 | Water heater adjustment meter | 4 |  | Water flow meter, Water heater adjustment meter
EC011083 | EG020093 | Sound intensity meter | 5 |  | Sound intensity meter, Sound level measuring device
EC011084 | EG020042 | Cam pliers | 8 |  | Cam pincer, Cam pliers, Extractor cam pincer
EC011085 | EG020094 | Hand suction set flue gas analyser | 4 |  | Hand suction set flue gas analyser, Hand suction set flue gas analyzer
EC011086 | EG000061 | Hard solder | 5 |  | Copper solder, Hard copper solder, Hard silver solder, Hard solder, Hard soldering bar, Rod solder, Silver solder, Solder
EC011087 | EG010320 | Lifting table | 3 |  | Jack, Lifter, Lifting device, Lifting table, Lifting table vehicle
EC011088 | EG021001 | Angle bender | 5 |  | Angle bender, Bend device, Bend machine, Eccenter angle bender, Folding machine, Hand-held drill bender, One-hand tube bender, Swivel bending machine
EC011089 | EG021004 | Boiler/fitting brush | 4 |  | Boiler brush, Boiler cleaner, Boiler/fitting brush, Bottle brush, Cylindrical brush, Fitting brush, Fitting cleaner, Pipe brush
EC011090 | EG021003 | Tap seat grinder | 4 |  | Tap seat grinder
EC011091 | EG020046 | Ladder lift | 5 |  | Ladder lift
EC011092 | EG000061 | Welding/cutting torch set | 5 |  | Burner set, Welding and cutting set, Welding torch set, Welding/cutting torch set
EC011094 | EG000061 | Welding goggles | 5 |  | Welding glasses, Welding goggles, Welding spectacles
EC011096 | EG000061 | Welding wire | 5 |  | Autogen welding rod, Welding rod, Welding wire
EC011097 | EG000061 | Welding electrode | 4 |  | Carbon electrode, Electrode, Erosion wire, Hand welding electrod, Plastic welding rod, Plastic welding wire, Stick electrode, Tungsten electrode, Welding electrode, Welding stick
EC011098 | EG000061 | Welding helmet/welding mask | 6 |  | Cap, Headband, Helmet, Leather welding hood, Leather welding mask, Lever handle, Shield, Welders helmet, Welders shield, Welding cap, Welding helmet, Welding helmet / Welding mask, Welding helmet/welding mask, Welding mask, Welding shield
EC011101 | EG000061 | Welding torch | 5 |  | Pencil point tip, Welding torch
EC011103 | EG000061 | Welding mirror | 3 |  | Hand welding mirror, Welding mirror
EC011104 | EG000061 | Welding transformer | 6 |  | CO2 system, Electric welder, Impulse welding system, Inverter welding system, Rectifier welding set, Transformator, Welding power supply, Welding transformer
EC011105 | EG000061 | Welding torch end piece | 4 |  | Autogen welding insert, Autogen welding tip, Pipe welding insert, Spare welding nozzle, Welding torch end piece
EC011106 | EG020036 | Inspection camera (battery) | 6 |  | Endoscope, Endoscope camera, Inspection camera, Inspection camera (battery), Pipe inspection camera
EC011108 | EG010320 | Hoist trolley | 4 |  | Conveyor system, Crane crab, Electric trolley, Hand-geared trolley, Hoist trolley, Pulley, Running gear for lifting device
EC011109 | EG020050 | Air discharge meter | 6 |  | Air discharge meter, Air flow meter, Balometer
EC011110 | EG020050 | Air velocity meter | 4 |  | Air velocity meter
EC011111 | EG020094 | Air humidity meter | 3 |  | Air humidity meter
EC011112 | EG000061 | Manometer protective cap | 5 |  | Fall protection, Manometer protection cap, Manometer protective cap, Protection cap, Protective cap
EC011114 | EG020050 | Measuring head air velocity meter | 6 |  | Impeller, Measuring head air velocity meter, Measuring probe
EC011115 | EG015230 | Defrost transformer | 3 |  | Defrost transformer
EC011116 | EG020083 | Air bleed key | 9 |  | Air bleed key, Bleed key, Key, Vent key
EC011117 | EG021003 | Gasket cutter | 6 |  | Cutting device sealing materials, Gasket cutter
EC011118 | EG021003 | Pipe freezing device | 5 |  | Pipe freezer (electric), Pipe freezing device, Pipe freezing device (electric), Pipe freezing machine
EC011119 | EG021001 | Pipe bending machine | 5 |  | Copper tube bending device, Electric-hydraulic tube bending machine, Hydraulic bending machine, Hydraulic tube bending machine, Pipe bender, Pipe bending machine, Tube bender, Tube bending machine
EC011121 | EG020083 | Pipe support | 4 |  | Pipe support
EC011122 | EG020050 | Pitot tube | 4 |  | Pitot tube
EC011123 | EG000061 | Propane bottle | 7 |  | Propane bottle, Propane gas cylinder
EC011124 | EG021003 | Die head ratchet | 5 |  | Die head ratchet, Ratchet tap wrench
EC011125 | EG000061 | Pressure reducing valve welding- and soldering tools | 4 |  | Constant controller, Pressure reducing valve welding- and soldering tools, Pressure reducing valve welding- and solderingtools, Solderig regulator
EC011126 | EG020094 | Flue gas analyser | 5 |  | Flue gas analyser, Flue gas analyzer
EC011127 | EG020094 | Flue gas probe | 5 |  | Flue gas probe
EC011128 | EG021004 | Cleaning brush | 7 |  | Block brush, Cleaning brush, Hand brush, Long-handled scrubbing brush
EC011129 | EG021001 | Letter/number punch set | 5 |  | Hand marking stamp set, Letter and number punch set, Letter punch set, Letter/number punch set, Number punch set, Steel type set
EC011130 | EG020250 | Cutting-/cooling liquid | 6 |  | Cooling liquid, Cutting fat, Cutting liquid, Cutting oil, Cutting-/cooling liquid, Drilling oil, Technical cutting oil, Threading Oil
EC011131 | EG000061 | Cutting torch | 6 |  | Burner, Cutting burner, Cutting head, Cutting torch, Hand cutting torch, Torch
EC011132 | EG000061 | Cutting torch end piece | 5 |  | Cutting torch end piece
EC011133 | EG021003 | Die plate holder | 6 |  | Die plate holder, Hand tap, Ratchet model mechanical
EC011134 | EG000061 | Soldering tongs | 4 |  | Soldering tongs
EC011135 | EG021005 | Steel wire clamp | 6 |  | Stainless steel wire clamp, Steel wire clamp, Wire clamp, Wire rope terminal
EC011136 | EG000061 | Welding cable plug | 2 |  | Plug for welding coupling, Welding cable plug
EC011139 | EG020250 | Testgas fire alarm installation | 6 |  | Testgas fire alarm installation
EC011141 | EG000060 | Rope | 6 |  | Blind rope, Blind string, Brick layer's string, Chalk line cord, Chalk line rope, Climber line, Climber rope, Cord, Cord for hoist block, Decoration string, Drawstring, Fishing line, Flagpole halyard, Flagpole line, Flagpole rope, Halyard, Joint string, Line, Masonry cord, Masonry rope, Mooring rope, Plumb bob cord, Plumb cord, Plumb rope, Pull rope, Rope, Rope for hoist block, Rope for mooring, Splash line, Splash rope, String, Tiler string, Winch rope, Yarn
EC011143 | EG020083 | Extractor head | 5 |  | Extractor head
EC011144 | EG020083 | Extractor set | 5 |  | Extractor set
EC011146 | EG000046 | Safety line | 6 |  | Catch line, Catch rope, Fall arrest line, Fall protection, Lifeline (fall arrest), Positioning line, Positioning rope, Safety catch line, Safety catch rope, Safety line, Safety rope, Work positioning lanyard, Work protection
EC011147 | EG020007 | First aid kit | 6 |  | Aid kit, Bag, Case, First aid box, First aid kit, First-aid box, First-aid kit, Medical kit
EC011148 | EG021000 | Extension rod for wind velocity sensor | 4 |  | Extension rod for anemometer, Extension rod for wind speed sensor, Extension rod for wind velocity sensor, Extension rod set for anemometer, Extension rods set anemometer
EC011149 | EG021000 | Detection instrument for tube obstructions | 4 |  | Detection instrument for tube obstructions
EC011150 | EG000061 | Flame extinguisher | 3 |  | Flame extinguisher
EC011151 | EG000061 | Filling nipple gas bottle | 5 |  | Filling nipple gas bottle
EC011153 | EG000061 | Wind guard welding torch | 5 |  | Wind guard cap, Wind guard welding torch
EC011154 | EG020077 | Safety strip, C-model beam clamp | 4 |  | Safety strip, C-model beam clamp
EC011155 | EG015810 | Level gauge tubular, upper and bottom part | 7 |  | Gauge, Gauge glass, Gauge glass device, Gauge glass device, top and bottom, Level gauge tubular, upper and bottom part, Reflex gauge glass, Reflex sight glass
EC011156 | EG015810 | Level gauge tubular, bottom part | 7 |  | Bottom cock, Bottom tap, Gauge, Gauge glass, Gauge glass device, Gauge glass device, bottom, Level gauge tubular, bottom part, Reflex gauge glass, Reflex gauge glass device, Tubular level gauge bottom part
EC011157 | EG015810 | Level gauge tubular, upper part | 7 |  | Gauge, Gauge glass, Gauge glass device, Gauge glass device, top, Level gauge tubular, upper part, Reflex gauge glass, Reflex gauge glass device, Tubular level gauge upper part, Upper cock, Upper tap
EC011158 | EG015810 | Level gauge tubular, intermediate part | 7 |  | Connecting piece, Gauge, Gauge glass, Gauge glass device, connecting piece, Level gauge tubular, intermediate part, Reflex gauge glass
EC011159 | EG015810 | Level gauge glass tubular | 7 |  | Gauge, Gauge glass, Gauge glass, cylindrical, Gauge glass, round, Level gauge glass tubular, Level gauge tubular, Level gauge, tubular
EC011160 | EG020050 | Gauge, magnetic | 6 |  | Gauge, Gauge, magnetic, Magnetic gauge
EC011161 | EG020050 | Sight glass flow indicator | 6 |  | Checking device, Control device, Flow indicator sight glass, Flow sight glass, See-through device, See-through flow indicator, Sight glass, Sight glass flow indicator, Viewing device, Viewing/checking device
EC011162 | EG015810 | Level gauge, flat | 8 |  | Circular sight glass, Flat gauge glass, Gauge glass, Gauge glass, flat, Level gauge, flat
EC011163 | EG020051 | Vanity shelf | 8 |  | Combination shelf, Corner shelf, Shelf, Vanity shelf
EC011164 | EG020051 | Mirror clamp | 5 |  | Adjustable mirror holder, Mirror clamp, Mirror clips, Mirror holder, Mirror mounting, Mirror suspension, Tilt mirror clamp, Tilt mirror clip, Tilt mirror holder
EC011165 | EG020094 | Bimetal thermometer | 7 |  | Bimetal thermometer, Index thermometer, Thermometer
EC011166 | EG020094 | Mano-thermometer | 6 |  | CH-gauge, CH-meter, Mano-thermometer, Manometer, Pressure gauge, Water altimeter
EC011167 | EG015810 | Pressure difference gauge | 6 |  | Differential pressure gauge, Manometer, Pressure difference gauge, Pressure gauge
EC011168 | EG015810 | Membrane pressure gauge | 6 |  | Diaphragm gauge, Manometer, Membrane gauge, Membrane pressure gauge, Pressure gauge, Vacuum gauge
EC011169 | EG015810 | Diaphragm drum pressure gauge | 7 |  | Diaphragm drum pressure gauge, Drum membrane manometer, Manometer, Pressure gauge, Pressure-vacuum meter, Vacuum gauge
EC011170 | EG015810 | Bourdon tube pressure gauge | 8 |  | Bourdon tube pressure gauge, Bourdon tube pressure gauges, Dive gauge, Dive manometer, Manometer, Pressure gauge, Pressure-vacuum meter, Tube spring pressure gauge, Vacuum gauge
EC011171 | EG015840 | Outdoor thermostat | 4 |  | Outdoor thermostat
EC011172 | EG015840 | Duct thermostat | 4 |  | Duct thermostat
EC011173 | EG015840 | Contact thermostat | 5 |  | Contact thermostat
EC011174 | EG015840 | Frost protection thermostat (air) | 4 |  | Frost protection thermostat (air)
EC011175 | EG015840 | Room hygrostat | 4 |  | Room hygrostat
EC011176 | EG015840 | Duct hygrostat | 4 |  | Duct hygrostat
EC011177 | EG015840 | Air flow switch | 4 |  | Air flow switch
EC011178 | EG015840 | Float switch | 5 |  | Float switch, Horizontal level switch, Level guard, Level switch, Level watcher, Vertical level switch
EC011179 | EG015840 | Pressure differential switch | 5 |  | Pressure differential switch
EC011180 | EG015520 | Claw coupling/hose connector | 5 |  | Air coupling, Air hose coupling, Claw coupling, Claw coupling tailpiece, Claw coupling with hose, Claw coupling/hose connector, Claw hose coupling, Half-symmetric coupling, Hose connector, Hose connector with locking edge, Hose coupling, Hose coupling with locking edge, Water coupling, Water hose coupling
EC011181 | EG015520 | Claw coupling blind cap | 4 |  | Air coupling, Air hose coupling, Cam coupling, Cap for coupling, Claw blind stop, Claw coupling Stop, Claw coupling blind cap, Claw coupling blind stop, Claw coupling cap, Claw coupling plug, Claw diverter cap, Dust cap, Plug for quick coupling, Water coupling, Water hose coupling
EC011182 | EG015520 | Press sleeve for hose | 4 |  | Press sleeve for hose, Pressure sleeve for hose
EC011183 | EG015520 | Hose connector/flange coupling | 6 |  | Blind flange, Clamp scale coupling flange, Hose connector/flange coupling, Sigma flange, Soldered flange, Threaded flange, Welding neck flange
EC011184 | EG015520 | Compression coupling for hose/thread | 3 |  | Compression coupling for hose/thread
EC011185 | EG015520 | Compression coupling, hose T and L/thread | 3 |  | Compression coupling, hose T and L/thread
EC011186 | EG015520 | Banjo compression coupling for hose | 3 |  | Banjo compression coupling for hose
EC011187 | EG015520 | Quick coupling/thread | 5 |  | Quick coupling/thread, Valve quick coupling/thread, Valve rapid coupling/thread
EC011189 | EG020051 | Garbage can | 6 |  | Ball bin, Bin, Bins, Dust bin, Dustbin, Garbage bucket, Garbage can, Pedal bin, Rubbish bin, Trash can, Waste, Waste container
EC011190 | EG020051 | Basket | 6 |  | Basket
EC011191 | EG020051 | Accent colour element | 3 |  | Accent colour element
EC011192 | EG020051 | Lavatory brush for set | 6 |  | Lavatory brush for set
EC011193 | EG020051 | Laundry line | 3 |  | Laundry line
EC011194 | EG015840 | Flow switch, liquid | 8 |  | Airflow switch, Flow switch, Flow switch, liquid, Liquid flow switch, Paddle switch, Plug flow switch, Thermal flow switch, Vaan switch
EC011195 | EG015840 | Built-in flow switch, liquid | 6 |  | Built-in flow switch, liquid
EC011196 | EG020063 | Toilet seat | 7 |  | Baby toilet seat, Closet seat, John seat, Seat, Toilet seat, WC-seat
EC011197 | EG020084 | Pneumatic servomotor for valves | 7 |  | Actuator, Actuator for valves, Damper actuator, Damper servomotor, Drive, Engine valve, Pneumatic actuator for valve, Pneumatic servomotor for valves, Servomotor, Servomotor for valves, Spring return actuator, Spring return servomotor
EC011198 | EG015240 | Ceiling induction unit | 3 |  | Ceiling induction unit, Chilled beam
EC011199 | EG015240 | Façade induction unit | 3 |  | Façade induction unit
EC011200 | EG015240 | Passive ceiling cooling convector | 3 |  | Passive ceiling cooling convector
EC011205 | EG015840 | Level switch for steam boiler | 7 |  | Level switch for steam boiler
EC011206 | EG015840 | Electronic level switch | 8 |  | Electronic level switch, Level guard, Liquid level switches, Ultrasonic switch
EC011215 | EG015510 | Braiding for hose | 3 |  | Braiding for hose
EC011217 | EG020062 | Oval air duct | 6 |  | Double-walled duct, Externally insulated duct, Internally insulated duct, Oval air duct, Uninsulated duct
EC011219 | EG020062 | Cover, round air duct | 6 |  | Cover, round air duct
EC011220 | EG020067 | Connecting piece round air duct | 7 |  | Connecting piece round air duct, Connecting piece, round air duct, Extension module for ventilation system, Pipe nipple/sleeve for ventilation system, Sleeve
EC011223 | EG020067 | Cover, double-walled round air duct | 6 |  | Cover, double-walled round air duct
EC011224 | EG020067 | Connection piece double-walled round air duct | 6 |  | Conn. piece, double-w. round air duct, Connection piece double-walled round air duct
EC011225 | EG015280 | Automatic burner | 3 |  | Automatic burner
EC011228 | EG015810 | Frost temperature sensor, passive | 6 |  | Frost temperature sensor, Frost temperature sensor, passive
EC011229 | EG015810 | Flue temperature sensor, passive | 6 |  | Flue temperature sensor, Flue temperature sensor, passive
EC011230 | EG015840 | Signal converter, passive | 6 |  | Signal converter, Signal converter, passive
EC011231 | EG015840 | Signal converter, active | 5 |  | Active signal converter, Signal converter active, Signal converter, active
EC011232 | EG015240 | Sound-insulating grille | 1 |  | Sound-insulating grille
EC011233 | EG015520 | Hose connector/threaded coupling | 7 |  | Coupling sleeve, DIN 11851 coupling, DIN 11851 hose connector, Fuel hose coupling, Fuel pump hose coupling, Hose connector, Hose connector for bolting, Hose connector with locking edge, Hose connector with thread, Hose connector with union, Hose connector/threaded coupling, Hose connector/wire, Hose connector/wire coupling, Hose coupling, Hose coupling with external thread, Hose coupling with internal thread, Hose coupling with locking edge, Hydraulic coupling, Plastic threaded coupling, Plastic threaded fitting, Press coupling, Sanitary coupling, Scale coupling clamp, Steam coupling, Threaded coupling, Threaded fitting, Threaded hose connector, Upper link
EC011234 | EG015140 | Roll filter | 6 |  | Roll filter
EC011235 | EG015140 | Pocket filter | 7 |  | Cellular filter, Pocket filter
EC011236 | EG015140 | Round air filter | 5 |  | Round air filter
EC011237 | EG015140 | Frame for round air filter | 3 |  | Frame for air filter, Frame for round air filter
EC011238 | EG015140 | Pleated cassette air filter | 7 |  | Cartridge air filter, Cassette air filter, Cassette type air filter, Pleated air filter, Pleated cassette air filter, Pleated filter cassette
EC011239 | EG015140 | Roll air filter unit | 2 |  | Roll air filter unit
EC011240 | EG015140 | Air filter frame | 2 |  | Air filter frame
EC011241 | EG015140 | Air filter duct housing | 5 |  | Air filter duct housing, Cartridge filter housing round air duct
EC011242 | EG020062 | Wall/roof feed-through round air duct | 5 |  | Bulkhead fitting, Roof feed through round air duct, Wall duct for ventilation system, Wall feed through round air duct, Wall/roof duct, round air duct, Wall/roof feed-through round air duct, Wall/roof feedthrough round air duct, Wall/roof lead-through round air duct
EC011244 | EG020067 | Tensioning ring, round air duct | 5 |  | Tensioning ring, round air duct
EC011245 | EG020062 | Sound-absorbing bend, round air duct | 6 |  | Sound-absorbing bend, round air duct
EC011246 | EG020062 | Sound-absorbing roof duct round air duct | 6 |  | Sound-abs. roof duct, round air duct, Sound-absorbing roof duct round air duct
EC011247 | EG020062 | Sound absorber, oval air duct | 7 |  | Sound absorber, oval air duct
EC011248 | EG015520 | Flanged ring for metal hose | 4 |  | Flanged ring for metal hose
EC011249 | EG015140 | Air filter unit | 4 |  | AFU, Air cleaning unit, Air filter assembly, Air filter module, Air filter unit, Air purification unit, Filter box, Mechanical air filter unit
EC011252 | EG020066 | Ventilation cover for roof upstand | 4 |  | Cowl for roof mounted fan, Exhaust air dome, Fresh air dome, Multi plate dome for ventilation system, Open -/exhaust air dome, Open air dome, Ventilation cover for roof upstand, Ventilation hood for roof upstand
EC011253 | EG020066 | Roof sleeve for roof mounted fan | 3 |  | Roof sleeve for roof mounted fan
EC011254 | EG020066 | Acoustic silencer for roof mounted fan | 3 |  | Acoustic silencer for roof mounted fan, Discharge silencer, Exhaust fan sound insulation, Fan silencer, Fan sound damper, Intake silencer, Noise damper for fan, Sound box for fan
EC011255 | EG020062 | Flange ring, round duct | 3 |  | Flange ring, round duct
EC011258 | EG020067 | Loose flange, round air duct | 4 |  | Loose flange, round air duct
EC011259 | EG020062 | Suction cone round air duct | 5 |  | Suction cone round air duct
EC011260 | EG020062 | Inspection piece, round air duct | 4 |  | Inspection piece, round air duct
EC011261 | EG020062 | Connecting ring, hose/valve | 3 |  | Connecting ring, hose/valve, Duct connector, Male fitting for ventilation duct, Mounting ring, hose/valve
EC011262 | EG020067 | Telescopic pipe, round air duct | 5 |  | Telescopic pipe, round air duct
EC011264 | EG020067 | Connecting piece, oval air duct | 6 |  | Connecting piece, oval air duct
EC011265 | EG020067 | Cover, oval air duct | 5 |  | Cover, oval air duct
EC011266 | EG020067 | Oval saddle for air duct | 4 |  | Oval saddle for air duct
EC011267 | EG020062 | Ventilation cover, round air duct | 6 |  | Roof bushing for ventilation system, Ventilation cover, round air duct, Ventilation hood
EC011268 | EG015630 | Control valve round air duct (single-walled) | 6 |  | CAV, CVC, Contant volume control, Control valve round air duct (single walled), Control valve round air duct (single-walled), Control valve, round air duct, Mechanical constant volume controller, round
EC011269 | EG015520 | Clamp coupling/hose connector | 3 |  | Clamp coupling/hose connector
EC011270 | EG019720 | Solid rubber plate | 6 |  | Food plate, Food rubber plate, Gasket plate, Membrane plate, Rubber plate, Rubber sheet, Silicone plate, Solid rubber, Solid rubber plate, Sponge rubber plate
EC011271 | EG020066 | Roof sleeve upstand for roof mounted fan | 4 |  | Roof sleeve up-stand for roof mounted fan, Roof sleeve upstand for roof mounted fan
EC011272 | EG020066 | Flange plate for roof mounted fan | 2 |  | Flange plate for roof mounted fan
EC011273 | EG020062 | Flexible air duct connector | 4 |  | Flexible air duct connector, Flexible duct connector
EC011274 | EG020066 | Set-up piece for roof mounted fan | 3 |  | Set-up piece for roof mounted fan
EC011275 | EG015630 | Iris valve | 4 |  | Diaphragm valve (round), Iris control, Iris damper, Iris exhaust and/or supply valve, Iris valve
EC011277 | EG015630 | Smoke control damper air duct | 4 |  | Circular smoke cocntrol damper, Ductwork fire damper, Fire barrier damper, Fire control damper, Fire damper, Fire damper, round, Fire safety damper, Fire smoke damper, Round fire damper, Smoke control damper air duct, Smoke damper, Smoke valve air duct, Smoke valve double-walled round air duct, Smoke valve rectangular air duct, Smoke valve, double-w. round air dct., Smoke valve, round air duct
EC011278 | EG015630 | Control valve round air duct (double-walled) | 6 |  | CAV, CVC, Constant air volume control, Control valve double-walled round air duct, Control valve round air duct (double-walled), Control valve, double-walled air duct, Control valve, double-walled round air duct, Double wall damper, Mechanical constant volume controller, round
EC011279 | EG015630 | Slide valve, round air duct | 4 |  | Slide valve, round air duct
EC011280 | EG015630 | Three-way valve, round air duct | 5 |  | Three-way valve, round air duct
EC011281 | EG015630 | Non-return valve round air duct (single-walled) | 4 |  | Back-draft shutter for roof mounted fan, Back-draught shutter for roof mounted fan, Non-return valve, Non-return valve round air duct (single-walled), Non-return valve, round air duct
EC011282 | EG015630 | Non-return valve round air duct (double-walled) | 7 |  | Non-return valve double-walled round air duct, Non-return valve round air duct (double-walled), Non-return valve, double-w. round air dct.
EC011283 | EG015240 | Sand separation air grille | 3 |  | Sand separation air grille
EC011284 | EG015240 | Nozzle grille in frame | 3 |  | Nozzle grille in frame
EC011285 | EG015170 | Heat recovery unit (residential) | 6 |  | HRV, Heat recovery unit (residential), Heat recovery unit for domestic construction, Heat recovery unit for housing construction, Heat recovery unit for residential construction, Heat recovery unit for single family house, Heat recovery ventilator for domestic construction, Ventilation appliance
EC011286 | EG015170 | Heat recovery unit (non-residential) | 8 |  | HRV, Heat recovery unit, Heat recovery unit (non-residential), Heat recovery unit non-residential, Heat recovery unit utility, Heat recovery ventilator, Industrial heat recovery unit
EC011287 | EG020062 | Inspection hatch for air duct | 3 |  | Access panel, Inspection cover, Inspection hatch for air duct
EC011288 | EG020080 | Two-point bottom connecting block | 6 |  | Two-point bottom connecting block
EC011289 | EG017110 | Toilet bowl/pan | 7 |  | Bowl, Children toilet, Closet, Disabled toilet, Elderly closet, Flat coil toilet, Floor closet, Floor toilet, Raised toilet, Standing closet, Standing toilet, Toilet, Toilet bowl, Toilet bowl/pan, Toilet closet, WC, Wall closet, Wall toilet, Wall-hung toilet, Washdown closet
EC011290 | EG020084 | Electric servomotor | 10 |  | Actuator, Actuator for valves, Damper actuator, Drive, Electr. actuator for valves, Electr. servomotor for valves, Electric actuator, Electric actuator for valves, Electric drive, Electric servomotor, Engine valve, Heating actuator, Proportional motor, Servomotor, Servomotor for valves, Spring return actuator
EC011291 | EG015240 | Punched plate grille | 6 |  | Punched plate grille
EC011292 | EG020062 | Adaptor upstand for flat roof | 5 |  | Adapter up-stand for flat roof, Adapter upstand for flat roof, Adaptor upstand for flat roof
EC011293 | EG020062 | Ventilation cover for heat recovery ventilator | 3 |  | Heat exchanger ventilation cover, Heat recovery unit ventilation cover, Ventilation cover for heat recovery unit, Ventilation cover for heat recovery ventilator
EC011294 | EG020062 | Set-up piece roof upstand prefab chimney single family house | 5 |  | Set-up piece roof up-stand prefabchimney single family house, Set-up piece roof upstand prefab chimney single family house
EC011295 | EG015640 | Thermostatic control element for valve with remote sensor/operation | 4 |  | Boiler temperature controller, Cooling thermostat, Fan coil thermostat, Floor heating controller, Heat distribution control, Heating and cooling thermostat, Radiator thermostat head, Radiator thermostat valve capillary, Radiator thermostatic knob, Regulator, Remote sensor, Return temperature limiter, Thermostat radiator valve, Thermostat valve for cooling, Thermostatic control, Thermostatic control element, Thermostatic control element for valve with remote sensor/operation, Thermostatic element, Thermostatic head for radiator valve, Water control for district heating
EC011296 | EG020080 | Radiator connection combination for decor radiator | 6 |  | Connection, H support block, Radiator connection, Radiator connection combination for decor radiator, Radiator design set, Radiator valve/foot valve
EC011297 | EG015510 | PTFE hose | 5 |  | PTFE hose
EC011298 | EG015280 | Connection set for heat generator | 6 |  | Connection set for heat generator, Coupling set for heat generator
EC011299 | EG020062 | Single-walled flue gas pipe | 8 |  | Single-walled flue gas pipe
EC011300 | EG020063 | Bucket grid | 5 |  | Bucket grid
EC011301 | EG015240 | Hot water air curtain | 5 |  | Hot water air curtain
EC011302 | EG020063 | Built-in flushing reservoir without frame | 7 |  | Built-in flushing reservoir without frame
EC011303 | EG015530 | Cast-iron pipe | 6 |  | Cast-iron pipe
EC011304 | EG020043 | Step spanner | 9 |  | Radiator key, Radiator spud wrench, Sanitary spanner, Sanitary step spanner, Step spanner, Stepped key, Tail piece key
EC011305 | EG015640 | Mobile electric spindle driver | 3 |  | Mobile electric spindle driver, Valve spindle driver
EC011306 | EG020065 | Loose components, handle for adapted sanitary fittings | 5 |  | Coupling piece, Loose components, handle for adapted sanitary fittings, Pipe length, Rosette, T-piece
EC011307 | EG020084 | Accessories/spare parts for servomotor | 7 |  | Accessories electric actuator, Accessories for servomotor, Accessories servomotor, Accessories thermal actuator, Accessories/spare parts for servomotor, Adapter kit, Adaptor kit, Auxiliary contacts, Ball joint, Bolt, Bottom plate extension, Cap, Clamp block, Column, Connection cable, Connection terminal, Drive lever, Dust protection cover, End switch, Feedback potentiometer, Hand wheel, Heating, Motor, Nut, Operating software, PCB, PCB (Printed Circuit Board), Positioner, Potentiometer, Programming/service magnet, Protection cap, Reversible clamp trestle, Rod mounting set, Rotation angle limiter, Setting indicator, Shaft extension, Sledge, Spacer yoke, Spare part for servomotor, Spare parts for servomotor, Spindle coupling, Supply unit, Support, Transformer set, Valve lever
EC011308 | EG015840 | Accessories/spare parts for room thermostat/clock thermostat | 6 |  | Accessories for clock thermostat, Accessories for room thermostat, Accessories for room thermostat/clock thermostat, Accessories for thermostat, Accessories/spare parts for room thermostat/clock thermostat, Antenna, Antenna room thermostat, Automatic time setting (ATS), Automatic time setting (ATS) clock thermostat, Base plate, Battery, Battery room thermostat, Bottom plate, Cover, Cover room thermostat, Ground plate, Ground plate clock thermostat, Ground plate room thermostat, Protection cap, Protective cover, Protective cover room thermostat, Spare part for room thermostat/clock thermostat, Spare parts for clock thermostat, Spare parts for room thermostat, Spare parts for room thermostat/clock thermostat, Standard, Standard room thermostat, Supply switch unit, Supply switch unit room thermostat, Temperature sensor, Temperature sensor room thermostat, Turn button, Turn button (knob), Turn button (knob) room thermostat, Wall bracket, Wall bracket room thermostat, Weather-dependent control set
EC011309 | EG015840 | Room clock thermostat | 7 |  | Clock thermostat, Room clock thermostat, Room temperature controller, Thermostat
EC011310 | EG020069 | Three-way control valve | 10 |  | Control valve, Damper, Divide valve, Globe valve, Heating mixing valve, Mix control valve, Mixer, Mixing valve, Pressure compensated control valve, Pressure independent control valve, Thermostatic three-way valve with bypass, Thermostatic three-way valve without bypass, Three-way control valve, Valve
EC011311 | EG015810 | Safety valve | 9 |  | Double safety valve, Overflow valve, PSV, Pressure device, Pressure safety, Pressure safety valves (PSV), Safety device, Safety relief valve, Safety valve
EC011312 | EG020069 | Pressure-compensated control valve | 7 |  | Adjustable control valve, Combination controller, Combined measuring and control valve, Compensated pressure control valve, Constant flow regulator, Cooling ceiling regulator, Dynamic balancing valve, Dynamic control valve, Fan coil controller, Flow control device, Flow limiter, Flow regulator, Flow regulator for water, Pressure compensated valve with flow restrictor, Pressure-compensated control valve, Volume control
EC011313 | EG015840 | Accessories/spare parts for zone controller | 5 |  | Accessories for radiographic zone controller, Accessories for zone controller, Accessories/spare parts for zone controller, Antenna, Bush cable, Clock module, Spare part for zone controller, Spare parts for zone controller, Zone expansion unit
EC011314 | EG015510 | Rubber hose | 9 |  | Acetylene hose, Air hose, Airpressure hose, Airpressurehose, Alimentary hose, Beer hose, Bulk hose, Bunker hose, Cable protection hose, Cement hose, Chemical hose, Chemistry hose, Cleaning hose, Compressor hose, Concrete pump hose, Deck wash hose, Discharge hose, Drain hose, Drill hose, Drinking water hose, Durable hose, Fire hose, Flexible hose, Food Hose, Fuel hose, Gas hose, Grit blasting hose, High pressure cleaning hose, Hose, Hot water hose, Hydraulic hose, LPG hose, Laboratory hose, Lay-flat hose, Milk hose, Nitrogen hose, Oil hose, Oxygen hose, Paint spray hose, Petrol hose, Pressure hose, Propane hose, Pump hose, Radiator hose, Rinse hose, Rubber hose, Sewer hose, Solvent hose, Steam hose, Suction hose, Suction/discharge hose, Tank cleaning hose, Tank drain hose, Tanker hose, Universal hose, Universal pressure hose, Water hose, Waterhose, Wine hose
EC011315 | EG017110 | Kitchen sink | 8 |  | Built-in sink, Fitted kitchen sink, Kitchen sink, Laundry sink, Sink, Sink unit
EC011316 | EG017110 | Bowl part toilet combination | 5 |  | Bowl part toilet combination, Closet part closet combination, Toilet bowl for directly mounted cistern, Toilet bowl for directly mounted reservoir, Toilet bowl of toilet combination
EC011317 | EG017110 | Wash fountain | 6 |  | Wash fountain
EC011318 | EG017110 | Toilet combination | 8 |  | Closet combination, Toilet combination
EC011319 | EG015840 | Accessories/spare parts for flow and pressure controller | 5 |  | Accessories for flow and pressure controller, Accessories/spare parts for flow and pressure controller, Actuator adapter, Actuator adaptor, Adapter, Adapter for capillary tube, Adaptor, Adaptor for capillary tube, Adjustment key, Blocking equipment, Capillary line, Capillary tube, Cartridge, Connection set, Coupler, Coupling, Cover, Diaphragm drive, Extension set for capillary tube, Filling/drainage set, Flexible hose line, Gasket set, Hand button, Hand wheel, Impulse pipe, Inlay, Insert key, Insulation shell, Insulation tray, Locking ring, Measuring and drainage unit, Measuring bridge, Measuring needle, Measuring nipple, Membrane, O-ring set, Packing set, Pressure boosting amplifier, Protection cap, R+D ball valve, Sealing nipple for capillary tube, Spare part for flow and pressure controller, Spare parts for flow and pressure controller, Spindle extension, Top cover
EC011320 | EG020050 | Measuring device for flow and pressure controllers | 5 |  | Measuring device for flow and pressure controllers
EC011321 | EG020070 | Fastening strip, insulating plate, floor heating | 5 |  | Fastening strip, insulating plate, floor heating
EC011322 | EG020070 | Anchor clip floor mounted pipe | 4 |  | Anchor clip floor mounted pipe, Anchoring clip, floor heating pipe
EC011323 | EG020070 | Heat-conducting plate, floor heating | 4 |  | Heat-conducting plate, floor heating
EC011325 | EG020078 | Central heating refill installation | 4 |  | Automatic fill set, Automatic replacement device, CH refill installation, CH refill system, CH server function, Central heating refill installation, Central heating refill unit, Heating water treatment system, Refill, Refill installation, Refill system, Refill unit, Supplementation automatic, Supplementation unit
EC011327 | EG017610 | Built-in mixing tap | 6 |  | Built-in mixing tap
EC011328 | EG017610 | Washbasin mixing tap | 7 |  | Basin mixer, Basin tap, Electronic tap, Faucet, One handle mixer tap, One handle sink tap, One handle tap, One handle washbasin tap, Sink tap, Tap, Thermistatic faucet, Two handel mixer faucet, Two handle faucet, Two handle mixer tap, Two handle tap, Washbasin faucet, Washbasin mixer tap, Washbasin mixing tap
EC011329 | EG017610 | Shower mixing tap | 7 |  | Electronic tap, One handle shower faucet, One handle shower mixer, One handle shower tap, Pressure compensating mixer, Pressure compensating shower mixer, Shower combination, Shower faucet, Shower mixer, Shower mixing tap, Shower tap, Shower wall faucet, Shower wall mixer, Thermostatic mixer, Thermostatic shower faucet, Thermostatic shower mixer, Thermostatic shower tap, Thermostatic tap, Two handle shower faucet, Two handle shower mixer, Two handle shower tap
EC011330 | EG020049 | Air heater, electric, suspended | 4 |  | Air heater, electric, suspended, Electric air heater, suspended, Electric heater
EC011331 | EG017110 | Siphon cover | 7 |  | Siphon cover, Trap cover, Trap protector, Trap protector, adapted sanitary fittings
EC011332 | EG017110 | Slophopper | 6 |  | Slophopper, Slophopper (clinic waste disposal)
EC011333 | EG020079 | Inline circulation pump | 8 |  | Circulation pump (air cooled), Dry motor circulation pump, Inline circulation pump, Inline circulation pump with standard motor
EC011334 | EG020079 | Multistage centrifugal pump | 8 |  | Horizontal multi-stage centrifugal pump, Horizontal multistage centrifugal pump, Multi-stage centrifugal pump, Multistage centrifugal pump, Vertical multi-stage centrifugal pump, Vertical multistage centrifugal pump
EC011335 | EG019710 | Rail joint for mounting rail | 7 |  | Rail joint for mounting rail
EC011336 | EG020063 | Double wall/built-in element wall-hung toilet with flush valve | 6 |  | Closet wall frame, Double wall/built-in element wall-hung closet with flush valve, Double wall/built-in element wall-hung toilet with flush valve, Frame, Front wall/built-in element wall closet with flusher, Front wall/built-in element wall toilet with flusher, Installation flushing system, Mounting device for wall closet, Mounting device for wall toilet, Mounting element for wall closet, Mounting element for wall toilet, Mounting frame for wall closet, Mounting frame for wall toilet, Mounting module for wall closet, Mounting module for wall toilet, Toilet element, Toilet wall frame, WC-element
EC011337 | EG020063 | Double wall/built-in element urinal with flushing reservoir | 4 |  | Double wall/built-in element urinal with flushing reservoir
EC011338 | EG020063 | Accessories/spare parts for double wall/built-in element sanitary | 6 |  | Accessories for double wall/built-in element armrest, Accessories for double wall/built-in element bath/shower mixer, Accessories for double wall/built-in element bidet, Accessories for double wall/built-in element sanitary, Accessories for double wall/built-in element sink, Accessories for double wall/built-in element urinal, Accessories for double wall/built-in element wall closet, Accessories for double wall/built-in element wash basin, Accessories mounting frame armrest, Accessories mounting frame bath/shower mixer, Accessories mounting frame bidet, Accessories mounting frame sanitary, Accessories mounting frame sink, Accessories mounting frame urinal, Accessories mounting frame wall closet, Accessories mounting frame washbasin, Accessories/spare parts for double wall/built-in element sanitary, Attachment plate, Building protection plate, Drain valve holder with flushing flow restrictor, Drain valve set, Fastening mounting frame, Filling hose, Gas compression spring, Gasket set, Inflation valve set, Junction box, Mounting kit, Mounting kit for mounting frame, Mounting kit for wall, Mounting plate accessory mounting frame, Non-self-bearing supporting legs, Outriggers for mounting frame, Push button, Revision shaft, Self-bearing supporting legs, Spare part for double wall/built-in element sanitary, Spare parts for double wall/built-in element sanitary, Upgrade set, Wall mount
EC011339 | EG020063 | Accessories/spare parts for flushing reservoir | 5 |  | Accessories for flushing reservoir, Accessories/spare parts for flushing reservoir, Air freshener, Air freshening, Bell ear, Bolt lock set, Bottom valve membrane, Breaker set, Cleaning product, Cleaning-/freshening product, Connecting set middle rear, Cover, Drain bend, Drawbar clamp with sealing ring, Float valve filter, Float valve membrane, Flushing system conversion set, Frame spacer, Holder for filling valve, Inflation valve, Lever bearing, Lockup disc, Mounting kit, Outflow mechanism, Pusher pin, Seal, Sealing, Spare part for flushing reservoir, Spare parts for flushing reservoir, Splash guard, Tension clamp, Toilet rim block holder, Volume flow limiter, Volume limiter
EC011340 | EG020056 | Ceramic tile | 5 |  | Antiskid tile, Bathroom tile, Ceramic tile, Decoration tile, Earthenware tile, Floor tile, Glazed tile, Stoneware tile, Tile, Tile ceramic, Unglazed tile, Wall tile
EC011341 | EG020056 | Mosaic tile | 5 |  | Decoration tile, Floor tile, Granite tile, Marble tile, Mini tile, Mosaic tile, Muretto mosaic, Pattern tile, Slate tile, Tile, Tile mat, Tile module, Travertine tile, Wall tile
EC011342 | EG017550 | Toilet bowl discharge connecting piece | 5 |  | Closet connecting piece, Closet connector, Closet cuff, Closet discharge connecting piece, Closet drain cuff, Closet drain piece, Cuff, Sock, Toilet bowl discharge connecting piece, Toilet connecting piece, Toilet connector, Toilet cuff, Toilet discharge connecting piece, Toilet discharge sleeve, Toilet drain cuff, Toilet drain piece, Wall closet cuff
EC011343 | EG020069 | Ball valve | 9 |  | Ball valve, Flange valve, Gas valve, Isolating valve, Thread valve, Valve
EC011344 | EG017610 | Shut-off valve for sanitary devices | 7 |  | Angle stop valve, Ball valve, Sanitary stopcock, Shut-off valve, Shut-off valve for sanitary devices, Stop valve, Stop valve angled model, Stop valve for sanitary appliances, Stop valve for sanitary unit
EC011345 | EG017610 | Stop valve with knee control | 7 |  | Stop valve with knee control, Stopcock with knee control
EC011346 | EG017610 | Kitchen hand shower | 6 |  | Kitchen hand shower
EC011347 | EG020250 | Technical gas | 6 |  | Acetylene, Ammonia, Argon, Butane gas, Carbon dioxide, Forming gas, Helium, Methane, Mixing gas, other, Nitrogen, Oxygen, Technical gas
EC011348 | EG015510 | Plastic hose without inlay | 8 |  | Air hose, Airpressure hose, Airpressurehose, Cable protection hose, Chemical Hose, Chemistry hose, Control air hose, Food hose, Hose, Insulation tube, Laboratory hose, Milk hose, Oil hose, PA hose, PE hose, PP hose, PU hose, PVC hose, Paint spray hose, Plastic hose, Plastic hose without inlay, Pneumatic hose, Polyurethane hose, Pump hose, Steering pressure hose, Water hose
EC011349 | EG015880 | Accessories/spare parts for HVAC sensors | 8 |  | Accessories for HVAC sensors, Accessories for sensors, Accessories/spare parts for HVAC sensors, Accessories/spare parts for sensors, Cable locking spring, Changeover construction set, Connection set, Feed-through piece, Feed-through pipe, Installation set for E box, Installation set for partition, Mast fastening, Measuring probe, Mounting bracket, Mounting flange, Protection cap, Protective tube, Reducing nipple, Screw-in clamp, Sensor holder, Spare part for HVAC sensors, Spare parts for HVAC sensors, Spare parts for sensors, Surface mounting set, Terminal housing, Water seal
EC011350 | EG020061 | Roof drain funnel, side outlet | 7 |  | Roof drain funnel, side outlet
EC011353 | EG015540 | Pipe trap 0, 90, 180 degrees | 6 |  | Pipe trap 0, 90, 180 degrees
EC011355 | EG020070 | Fastening mat for floor heating | 5 |  | Fastening mat for floor heating, Thread mesh floor heating, Wire mat
EC011356 | EG015510 | Hose saddle | 6 |  | Hose holder, Hose reel, Hose saddle
EC011357 | EG015140 | Flat panel air filter | 7 |  | Filter cloth, Filter pad, Flat air filter, Flat panel air filter
EC011358 | EG020061 | Roof gutter outlet | 4 |  | Roof gutter outlet
EC011359 | EG015240 | Vortex grille | 4 |  | Vortex grille
EC011360 | EG015240 | Lamella grille | 6 |  | Lamella grille, Vaned grille
EC011361 | EG020062 | Flexible flue gas pipe | 8 |  | Chimney pipe, Flexible chimney pipe, Flexible flue gas pipe, Flexible stainless steel pipe, Flexible stainless steel tube, Flexpipe, Flextube, Ventilation tube
EC011362 | EG020062 | Cover rectangular air duct | 6 |  | Cover embedded duct, Cover rectangular air duct, Cover, rectangular air duct, End -/cleaning piece for ventilation system
EC011363 | EG020067 | Wall sleeve | 6 |  | Niche pipe, Wall connector, Wall sleeve
EC011364 | EG020067 | Double-walled flue gas fitting, 3 connections | 8 |  | Double-walled flue gas attachment, 3 connections, Double-walled flue gas fitting, 3 connections
EC011365 | EG020067 | Coupling piece embedded duct | 4 |  | Coupling piece embedded duct
EC011366 | EG020077 | Fastening wedge, carrying pipe section | 5 |  | Fastening wedge, carrying pipe section
EC011367 | EG015840 | VAV-controller | 6 |  | VAV-controller
EC011368 | EG020063 | Double wall/built-in element bidet | 8 |  | Double wall/built-in element bidet
EC011369 | EG020063 | Double wall/built-in element washbasin | 7 |  | Double wall/built-in element washbasin
EC011370 | EG020063 | Double wall/built-in element for urinal with flush valve | 8 |  | Double wall/built-in element for urinal with flush valve, Double wall/built-in element urinal with flush valve
EC011371 | EG020091 | Spray sprinkler | 6 |  | Bulb sprinkler, Concealed sprinkler, Conventional sprinkler, Extended coverage sprinkler, Fusible link sprinkler, Hanging spray sprinkler, High pressure sprinkler, High temperature sprinklers, High-pressure sprinkler, Institutional sprinkler, Normal sprinkler, Open sprinkler, Pendent sprinkler, Prison sprinkler, Quick response sprinkler, Recessed sprinkler, Roof sprinkler, Special response sprinkler, Spray sprinkler, Sprinkler, Sprinkler with increased surface, Standard response sprinklers, Standing spray sprinkler, Upright sprinkler, Window sprinkler
EC011372 | EG020091 | Wall sprinkler | 6 |  | Extended coverage horizontal sidewall sprinkler, Extended coverage sprinkler, Horizontal sidewall sprinkler, Horizontal wall sprinkler, Institutional sprinkler, Prison sprinkler, Sidewall Sprinkler, Sprinkler, Sprinkler with increased surface, Vertical sidewall sprinkler, Vertical wall sprinkler, Wall sprinkler
EC011373 | EG020091 | Dry sprinkler | 6 |  | Concealed sprinkler, Dry concealed sprinkler, Dry horizontal sprinkler, Dry pendend concealed sprinkler, Dry pendent, Dry pendent sprinkler, Dry quick response sprinkler, Dry sprinkler, Dry sprinkler with increased surface, Dry upright sprinkler, Dry wall sprinkler, Horizontal sprinkler, Pendend concealed sprinkler, Pendent sprinkler, Quick response sprinkler, Refrigerator sprinkler, Sprinkler, Sprinkler with increased surface, Upright sprinkler, Wall sprinkler
EC011374 | EG017610 | Central mixing valve, hot tap water | 6 |  | Central mixing tap, Central mixing valve, Central mixing valve, hot tap water, Central thermostat, Thermostat
EC011375 | EG017610 | Water tap | 7 |  | Boiling water faucet, Boiling water tap, Cold water faucet, Cold water tap, Drinking fountain faucet, Electronic tap, Faucet aerator, Faucet with fixed spout, Faucet without spout, Hot water faucet, Hot water tap, Kitchen faucet, Kitchen tap, Lavatory faucet, Lavatory tap, One handle shower faucet, One handle shower tap, Shower faucet, Shower faucet without mixing, Shower tap, Sink faucet, Sink tap, Toilet faucet, Toilet tap, Wall faucet, Wall tap, Wash basin faucet, Washbasin tap, Washing machine ball cock, Washing machine faucet, Washing machine tap, Water tap
EC011376 | EG020091 | Open and closed sprinklers | 5 |  | Closed sprinkler, Nozzle, Open and closed sprinklers, Open sprinkler, Sprinkler
EC011377 | EG020091 | Double sprinkler with alert | 6 |  | Double sprinkler signaling, Double sprinkler with alert, Preaction sprinkler, Savety twin sprinkler
EC011378 | EG017610 | Outdoor faucet | 7 |  | Facade combination, Facade tap, Frost-free outside faucet, Frost-free outside tap, Garden faucet, Garden tap, Outdoor faucet, Outdoor tap, Outside faucet, Outside tap
EC011379 | EG017610 | Insert for tap | 5 |  | Insert for tap, Internal parts
EC011380 | EG017610 | Control element for sanitary tap | 8 |  | Control element for sanitary tap, Faucet handle, Faucet lever, Handle, Key, Push button, Tap handle, Tap lever, Turn button
EC011381 | EG017960 | Bathroom furniture set | 4 |  | Bathroom furniture set
EC011382 | EG017960 | Washbasin lower cupboard | 6 |  | Washbasin cabinet, Washbasin lower cupboard
EC011383 | EG017640 | Shower head | 7 |  | Shower head, Shower head Sets
EC011384 | EG017960 | Washbasin top cabinet | 7 |  | Bathroom Furniture, Bathroom cabinet, Closet, Cupboard with mirror, Furniture cupboard, Locker toilet, Medicine cabinet, Mirror bathroom cabinet, Mirror cabinet, Piece of furniture, Toilet Furniture, Toilet cabinet, Toilet cabinet furniture, Toilet locker, Toilet mirror cabinet, Washbasin mirror element, Washbasin top cabinet, Washbasin wall cabinet
EC011385 | EG020067 | Concentric flue gas/air supply form piece, 1 connection | 7 |  | Concentric flue gas/air supply form piece, 1 connection
EC011386 | EG015530 | Steel pipe | 8 |  | Black welded threaded pipe, Boiler tube, Class A tube, Construction pipe, Construction tube, DIN pipe, DIN tube, ERW pipe, Galvanised pipe, Galvanized pipe, Gas pipe, Gas tube, Greenhouses tube, High pressure pipe, Low temperature tube, Pipe, Rainwater pipe, Scaffolding pipe, Scaffolding tube, Seamless steel tube, Sprinkler pipe, Steam pipe, Steam tube, Steel flame pipe, Steel flame tube, Steel pipe, Steel steam pipe, Steel steam tube, Steel threaded pipe, Steel threaded tube, Steel tube, Threaded pipe, Threaded tube, Tube, Welded steel pipe
EC011387 | EG020091 | Aboveground hydrant | 4 |  | Above-ground hydrant, Aboveground hydrant, Hydrant, Three-way hydrant, Tweeweg hydrant, Water cock
EC011388 | EG020062 | Storm collar, round duct | 4 |  | Storm collar, round duct
EC011389 | EG015530 | Rainwater pipe square | 5 |  | Metal rainwater drainpipe, Metal rainwater drainpipe square, Metal rainwater pipe square, Rainwater pipe square
EC011390 | EG020049 | Standing combination boiler, integrated burner | 7 |  | Standing combination boiler, integrated burner
EC011391 | EG020049 | Hot tap water boiler electric | 8 |  | Boiler, Boiler electric, Boiler, electric, Boiling water, Boiling water boiler, Built-under device, Cylinder, Direct fired boiler, Electric boiler, Electro boiler, Freestanding boiler, Hanging boiler, Hot tap water boiler electric, Hot water boiler electric, Hot water cylinder, Hot water device, Hot water tank, Hot water tank (electric), Hot water unit, Hot water-frees standing storage tank, Hotfill, Kitchen boiler, Night power boiler, Small storage water heater, Standby boiler, Table storage tank, Under sink device, Vertical storage tank, Wall storage tank, Water heater
EC011392 | EG020049 | Hot tap water boiler indirectly heated (single heat exchanger) | 8 |  | Boiler indirectly heated, Boiler, indirectly fired, Calorifier, Cylinder, Hot tap water boiler indirectly heated, Hot tap water boiler indirectly heated (single heat exchanger), Hot water cylinder, Single coil indirect calorifier, Tap water boiler indirectly heated
EC011393 | EG020049 | Boiler, indirectly fired, with control system | 5 |  | Boiler, indirectly fired, with control system
EC011394 | EG020049 | Hot tap water heater, indirectly fired with control system | 5 |  | Hot tap water heater, indirectly fired with control system, Water heater indirectly heated, Water heater indirectly heated with control system
EC011395 | EG020049 | Air heater, directly fired, suspended | 5 |  | Air heater, directly fired, suspended
EC011396 | EG020049 | Wall-mounted gas combination boiler | 8 |  | Combi boiler, Combination boiler, Compact boiler, Condensing boiler, Domestic gas boiler, High-efiiciency boiler, On-demand boiler, Space-saving boiler, Tankless boiler, Wall-hung heating unit, Wall-mounted gas boiler, Wall-mounted gas combination boiler
EC011397 | EG020049 | Standing boiler with integrated burner | 7 |  | Standing boiler with integrated burner
EC011398 | EG020061 | Roof discharge funnel, bottom outlet | 8 |  | Roof discharge funnel bottom outlet, Roof discharge funnel, bottom outlet
EC011399 | EG015510 | Flexible connecting hose (metal) | 6 |  | Aluminium hose, Brass hose, Chilled water connection hose, Flexible connecting hose, Flexible connecting hose (metal core), Flexible connecting hose (metal), Flexible connecting hose metal, Flexible hose, Flexible metal connecting hose, Flexible metal hose, Heating hose, Metal hose, Oil hose, Stainless steel hose, Steel hose, Water connection hose
EC011400 | EG020078 | Intermediate pre-expansion vessel | 6 |  | Intermediate pre-expansion vessel, Intermediate vessel, Pre-expansion tank
EC011401 | EG015640 | Accessories/spare parts for electric two-way control valve | 5 |  | Accessories for electric two-way control valve, Accessories/spare parts for electric two-way control valve, Auxiliary contact, Servomotor chair, Servomotor shelf, Spare part for electric two-way control valve, Spare parts for electric two-way control valve, Spindle heating
EC011402 | EG020062 | Accessories/spare parts for kitchen extraction box | 5 |  | Accessories for kitchen extraction box, Accessories/spare parts for kitchen extraction box, Bend, Brace, Bracket, Connecting piece, Coupling piece, Hose, Plug-in connection, Spare part for kitchen extraction box, Spare parts for kitchen extraction box, T-piece
EC011403 | EG020070 | Insulation tray for plate exchanger | 4 |  | Insulation tray for central heating plate changer, Insulation tray for central heating plate exchanger, Insulation tray for plate exchanger, Insulation tray, CH plate changer, Insulation tray, central heating plate changer, Thermal insulation for central heating plate changer
EC011406 | EG015630 | Façade louver | 6 |  | Façade louver
EC011407 | EG020084 | Console for servomotor | 3 |  | Console for servomotor
EC011408 | EG020069 | Electrically controlled two-way control valve | 9 |  | Control valve with actuator, Electric control valve, Electric two-way valve, Electric valve, Electrically controlled two-way control valve, Electrically operated two-way valve, Line ball valve, Mixing valve, Motorised valve, Motorized control valve, Motorized open close valve, Motorized two-way ball valve, Pressure compensated control valve, Pressure independent control valve, Two-way control valve
EC011409 | EG020077 | One-piece bracket | 8 |  | One-piece bracket, One-strap bracket
EC011413 | EG020067 | Double-walled flue gas fitting, 2 connections | 8 |  | Bend inspection piece, Condensate drain, Coupling piece, Double-walled bend, Double-walled flue gas attachment, 2 connections, Double-walled flue gas fitting, 2 connections, Draught controller, Draught limiting device, Inspection piece, Square inspection piece, Straight inspection piece
EC011414 | EG020063 | Extension, urinal control unit | 5 |  | Extension, urinal control unit
EC011415 | EG021005 | Suspension eye/suspension strap | 5 |  | Suspension eye, Suspension eye / suspension strap, Suspension eye/suspension strap, Suspension strap
EC011416 | EG017610 | Diverter tap | 6 |  | Diverter tap
EC011418 | EG020091 | Firefighting valve | 7 |  | Fire cock, Fire fighting cock, Fire fighting valve, Fire hydrant valve, Fire valve, Firefighting valve, Hydrant
EC011419 | EG015810 | Liquid flow sensor | 6 |  | Flow meter, Flowmeter, Liquid flow sensor
EC011421 | EG017610 | Spout for sanitary taps | 7 |  | Outlet for sanitary taps, Spout for sanitary taps, Swivelling arm
EC011422 | EG020024 | Mounted transport wheel | 6 |  | Mounted transport wheel
EC011423 | EG015240 | Extractor hood for central exhaust system | 8 |  | Extractor hood for central exhaust system
EC011424 | EG017610 | Wall plate mixing tap | 7 |  | Wall plate mixing tap
EC011425 | EG020067 | Outlet bend, rectangular air duct | 5 |  | Outlet bend, rectangular air duct
EC011426 | EG020069 | Membrane valve | 8 |  | Diaphragm valve, Duplex diaphragm valve, Duplex membrane valve, Flange valve, Membrane valve, Thread valve, Valve
EC011427 | EG017110 | Stoma washbasin | 2 |  | Colostomy bag washbasin, Ostomate toilet, Ostomy cleaning station, Stoma toilet table, Stoma washbasin
EC011428 | EG020065 | Corner mounting piece for toilet support | 4 |  | Corner attachment, toilet support, Corner mounting piece for toilet support
EC011430 | EG017110 | Slop sink | 8 |  | Sink, Slop sink, Washbasin
EC011431 | EG017610 | Kitchen mixing tap | 8 |  | Boiling water faucet, Boiling water tap, Electronic tap, Kitchen faucet, Kitchen mixer, Kitchen mixing faucet, Kitchen mixing tap, Kitchen tap, Single lever kitchen mixing faucet, Single lever kitchen mixing tap, Squeeze shower, Thermostatic faucet, Thermostatic tap, Two handle faucet, Two handle tap, Vascular shower faucet, Vascular shower tap, Wall kitchen faucet, Wall kitchen tap
EC011432 | EG020061 | Corner piece roof gutter | 5 |  | Corner piece roof gutter
EC011433 | EG015540 | Bracket piece, sleeveless cast iron | 4 |  | Bracket piece, sleeveless cast iron
EC011434 | EG020051 | Boarding sanitary installation wall system | 5 |  | Boarding sanitary double wall system, Boarding sanitary installation wall system, Boarding sanitary prewall system
EC011435 | EG020069 | Two way control valve | 10 |  | Control valve, Damper, Globe valve, Mixing valve, Pressure compensated control valve, Pressure independent control valve, Thermostatic three-way valve with bypass, Thermostatic three-way valve without bypass, Thermostatic two-way valve with bypass, Thermostatic two-way valve without bypass, Two way control valve, Two-way control valve, Valve
EC011436 | EG015840 | Accessories/spare parts for domestic control set | 6 |  | Accessories for domestic control set, Accessories/spare parts for domestic control set, Radiator controller, Relay module, Remote control, Remote sensor, Spare part for domestic control set, Spare parts for domestic control set, Switch supply unit
EC011438 | EG015840 | Base plate for freely programmable controller | 4 |  | Base plate for freely progammable controller, Base plate for freely programmable controller
EC011439 | EG020067 | Roof duct round air duct | 7 |  | Roof covering for ventilation system, Roof duct round air duct, Roof duct, round air duct
EC011440 | EG021009 | Pipe duct | 5 |  | Air conditioning duct, Installation duct for air conditioning pipes, Pipe duct, Pipeline duct
EC011441 | EG015530 | Aluminium pipe | 7 |  | Aluminium pipe, Aluminium tube, Pipe, Tube
EC011442 | EG019710 | Z-joint for mounting rail | 4 |  | Z-joint for mounting rail
EC011443 | EG017110 | Shower tray | 9 |  | Shower base, Shower pan, Shower tray
EC011444 | EG020062 | Round air duct | 10 |  | Airshaft, Double-walled duct, Double-walled round air duct, Externally insulated duct, Galvanized pipe, Hard foam duct (full insulation), Heat exchanger pipe, Internally insulated duct, Perforated round duct, Perforated tube, Round air duct, Round duct, Seamless tube, Spiral pipe, Spirally wound pipe for ventilation system, Uninsulated duct, Vent pipe, Ventilation pipe, Ventilation tube
EC011445 | EG017110 | Washbasin column | 6 |  | Washbasin column
EC011446 | EG020069 | Piston valve | 8 |  | Flange valve, Piston valve, Thread valve, Valve
EC011447 | EG020061 | Roof gutter bracket | 6 |  | Roof gutter bracket
EC011449 | EG015410 | Group distributor housing | 4 |  | Group distributor enclosure, Group distributor housing
EC011450 | EG015240 | Air curtain for cold application | 5 |  | Air curtain for cold application
EC011453 | EG015140 | Bimetal steam trap | 8 |  | Bimetal steam trap, Bimetal trap, Steam trap, Trap
EC011455 | EG020067 | T-piece rectangular air duct (90 degrees) | 5 |  | T-piece, T-piece for ventilation system, T-piece rectangular air duct, T-piece rectangular air duct (90 degrees), T-piece, rectangular air duct, Tee for ventilation system
EC011457 | EG020069 | Foot valve | 8 |  | Backflow protection, Between valve, Check valve, Foot valve, Non-return slide valve, Non-return valve
EC011458 | EG020065 | Washbasin element for construction wall | 5 |  | Washbasin element for construction wall
EC011459 | EG020089 | Solar heater tank with collector | 6 |  | Solar heater tank with collector
EC011461 | EG020077 | Clamping strip, foundation bracket | 5 |  | Clamping strip, foundation bracket
EC011462 | EG020069 | Knife gate valve | 8 |  | Continuous plate valve, Dredge valve, Knife edge valve, Knife gate valve, Knife valve, Mixture control valve, Plate gate valve, Plate slide valve, Plate valve, Rubber ring gate valve, Valve
EC011463 | EG020069 | Regulating valve | 10 |  | Adjustable valve for riser, Adjustment valve, Commissioning valve, Double regulating, Manual throttle, Regulating valve, Setting valve, Strang regulating valve, Throttle, Throttle valve
EC011464 | EG015810 | Wind velocity sensor | 7 |  | Anemometer, Wind speed sensor, Wind velocity sensor
EC011465 | EG020065 | Cover plate, height-adjustment system | 4 |  | Cover plate, height-adjustment system
EC011466 | EG020051 | Profile connection accessory sanitary | 5 |  | Profile connection accessory sanitary
EC011467 | EG020069 | Three-way screw valve | 8 |  | Bellow valve, Divide valve, Exchange valve, Flange valve, Mixing valve, Screw valve, Thread valve, Three-way screw valve, Three-way valve, Valve
EC011468 | EG015810 | Pressure differential sensor | 8 |  | Pressure differential sensor
EC011469 | EG020069 | Check valve | 9 |  | Backflow protection, Backflow protection (drinking water), Backflow protection drink water, Backflow valve, Check valve, Non-return valve, Storm valve
EC011470 | EG020056 | Glass brick | 3 |  | Glass brick
EC011471 | EG020049 | Combined boiler with detachable burner | 6 |  | Central heating boiler, Combined boiler with detachable burner, Combined boiler with preburner
EC011472 | EG020067 | Flat flange, round air duct | 6 |  | Flat flange, round air duct
EC011475 | EG020083 | Pull coupling for plastic tube | 5 |  | Pull coupling for plastic tube
EC011476 | EG017550 | Toilet flush pipe seal | 3 |  | Toilet flush pipe gasket, Toilet flush pipe seal, Toilet inlet plumbing seal
EC011477 | EG015510 | Aluminium laminate hose, uninsulated with spiral | 4 |  | Aluminium laminate hose, uninsulated with spiral
EC011478 | EG020050 | Pressure transmitter | 9 |  | Air pressure sensor, Gas sensor, Passive pressure sensor, Pressure sensor, Pressure transducer, Pressure transmitter
EC011479 | EG015280 | Accessories/spare parts for air heaters | 6 |  | Accessories for air heaters, Accessories/spare parts for air heaters, Construction thermostat, Control panel, Electrical accessories for air heater, indirect, Filter, Frost protection thermostat, Legs (set), Maintenance-/service switch, Motor protective circuit-breaker, Mounting material, Room thermostat, Servomotor, Spare part for air heaters, Spare parts for air heaters, Speed controls, Switch box
EC011480 | EG015840 | Domestic control set | 4 |  | District heating control set, Domestic control set, Floor heating control set, Weather-dependent boiler control, Zone control
EC011482 | EG020061 | Outlet intermediate piece roof gutter | 3 |  | Outlet intermediate piece roof gutter
EC011483 | EG020061 | Rain water discharge cistern | 6 |  | Rain water discharge cistern, Water catch box
EC011484 | EG020051 | Bottle for soap dispenser | 3 |  | Bottle for soap dispenser
EC011485 | EG015240 | Accessories/spare parts for air curtain | 5 |  | Accessories for air curtain, Accessories/spare parts for air curtain, Clock thermostat, Connecting cable, Control panel, Coupling piece, Door contact, Filter, Frost protection, Loose housing, Maintenance-/service switch, Mounting material, Room thermostat, Spare part for air curtain, Spare parts for air curtain, Three-way valve, Two-way valve
EC011486 | EG015810 | Wind direction sensor | 7 |  | Wind direction sensor
EC011487 | EG015840 | Free programmable controller | 8 |  | Automation station, Batch controller, Configurable controller, DDC controller, Digital controller, Free programmable controller, Process control, Program controller, Programmable controller, Regulator, Substation, Underfloor heating controller
EC011488 | EG015540 | Protective tube for plastic pipe system | 5 |  | Protective tube for Pipe-in-pipe, Protective tube for plastic pipe system
EC011490 | EG015810 | Pressure difference overflow controller | 8 |  | Bypass valve, Differential pressure control device liquid, Differential pressure regulator, Differential pressure relief controller, Overflow controller, Overflow/bypass valve, Pressure difference overflow controller, Pump security
EC011491 | EG020079 | Electrical accessories/spare parts for pumps | 7 |  | Accessories for pressurisation unit, Accessories pressurisation unit, Accessories/spare parts for pressurisation unit, Antenna, Battery, Cable, Cable entry, Cable termination set, Capacitor, complete, Communication module, Condenser, complete, Connection box, Connector, Control and operating system, Control system, Differential pressure transmitter, Documentation, Electric motor, Electrical accessories for pumps, Electrical accessories/spare parts for pumps, Electronics cabinet, Extension cable, Extension circuit, Float switch, Junction box, Level controller, complete, Liquid flow sensor, Motor protection, Mounting set, Operating system, Operation-breakdown report, PCB (Printed Circuit Board), Plug, Plug on pump, Pressure difference sensor, complete, Pressure switch, Pressure transmitter, Pump head, Pump sensor, Pump switch, Pumpsensor, RPM switch, Revision set, Sensor, Software, Spare parts for pressurisation unit, Spare parts for pumps, Switch, Temperature sensor, Transformer, Wall console for electronics
EC011492 | EG020051 | Bathtub tray | 7 |  | Bath board, Bath caddy, Bath shelf, Bathtub tray
EC011493 | EG020051 | Shower curtain rail | 5 |  | Shower curtain rail
EC011494 | EG015280 | Accessories/spare parts for boilers | 6 |  | Accessories for boilers, Accessories/spare parts for boilers, Ash pan, Baffle, Bracket, Casing, Charging pump, Connection set, Control equipment, Element, Fireplace baffle, Fireplace grate, Foundation for boiler, Fundament, Gas block, Grate, Immersion tube, Jacket, Pilot light, Pressure gauge, Protective barrier, Protective cover for storage tank, Spare part for boilers, Spare parts for boilers, Tap water pump, Temperature controller, Temperature controller for hot water device, Temperature sensor, Thermometer
EC011495 | EG020067 | Rectangular saddle for air duct | 5 |  | Rectangular saddle for air duct, Rectangular side connection, embedded duct
EC011496 | EG015640 | Accessories/spare parts for butterfly valve | 7 |  | Accessories butterfly valve, Accessories for butterfly valve, Accessories for valve, Accessories/spare part for butterfly valve, Accessories/spare parts for butterfly valve, Coupling piece, Gear transmission, Hand wheel, Handle, Handle for butterfly valve, Lever handle, Lining, Mounting bracket, Sealing ring, Sealing set, Spare part for butterfly valve, Spare parts for butterfly valve, Spare set, Spindle, Valve disc
EC011497 | EG015240 | Ventilation valve | 6 |  | Air supply valve, Air supply valve central, Air supply valve decentralized, Breather valve, Exhaust nozzle, Exhaust valve, Extractor, Rosette, Supply -/exhaust air valve, Supply air grille, Supply valve, Toilet grille, Valve, Ventilation valve
EC011500 | EG020062 | Rain cover | 4 |  | Rain cover
EC011501 | EG015810 | Frost temperature sensor, active | 7 |  | Frost temperature sensor active, Frost temperature sensor, active
EC011502 | EG015810 | Combined measuring and control valve | 7 |  | Combined measuring and control valve
EC011503 | EG015810 | Spring-loaded pressure relief valve | 9 |  | Double spring-loaded pressure relief valve, Double spring-loaded safety device, Exhaust device, Pressure relief valve, Pressure relief valve (PRV), Relief device, Relief valve, Safety device, Spring safety, Spring-loaded pressure relief valve, Spring-loaded safety device, Steam pressure relief vlave
EC011505 | EG020063 | Double wall/built-in element slop sink | 6 |  | Double wall/built-in element slop sink
EC011508 | EG015540 | Clamp strip coupling | 7 |  | Air tube clamp, Clamp band, Clamp band coupling, Clamp coupling, Clamp strip coupling, Clamping strip for fitt. with smooth ends, Clamping strip for fittings with smooth ends, Pipe clamp, Repair clamp band, Repair coupling, Repair fitting, Slip mantel
EC011510 | EG015810 | Room temperature sensor, active | 7 |  | Room temperature sensor active, Room temperature sensor, active
EC011511 | EG020051 | Collection tray/dish | 3 |  | Collection tray / dish, Collection tray/dish
EC011512 | EG020062 | Cover rosette, flue gas/air supply pipe | 6 |  | Cover rosette, flue gas/air supply pipe
EC011513 | EG020051 | Glass holder (with glass) | 7 |  | Drinking glass, Glass holder, Glass holder (with glass), Glass with holder
EC011514 | EG020063 | Boarding set for double wall/built-in element | 4 |  | Boarding set for double wall/built-in element
EC011516 | EG020069 | Thermostatic flow control valve, hot tap water | 5 |  | Adjustable valve, Circulation controller, Circulation valve, Control cock, Control tap, Control valve, Control valve hot water, Legionella control valve, Regulating valve for hot water, Setting valve, Thermostatic control valve, hot tap water, Thermostatic flow control valve, hot tap water, Thermostatic mixing valve hot water, Throttle valve
EC011518 | EG020067 | T-Y-piece embedded duct | 5 |  | T-Y-piece embedded duct, T-piece embedded duct, Y-piece embedded duct
EC011519 | EG020063 | Electric lifting system flushing reservoir | 3 |  | Electric lifting system flushing reservoir
EC011522 | EG019710 | U-joint for mounting rail | 6 |  | U-joint for mounting rail
EC011523 | EG020063 | Electric control flushing system | 5 |  | Electric control flushing reservoir, Electric control flushing system, Electronic control flushing system
EC011524 | EG020070 | Cover plate for vertical radiator base console | 4 |  | Cover plate for vertical radiator base console
EC011525 | EG020077 | Connecting element, carrying pipe section | 5 |  | Connecting element, carrying pipe section
EC011526 | EG020065 | Adjusted toilet seat (disabled sanitary) | 5 |  | Adjusted toilet seat (disabled sanitary)
EC011527 | EG020062 | Double-walled flue gas pipe | 8 |  | Double-walled flue gas pipe
EC011528 | EG015810 | Vacuum breaker for steam | 7 |  | Aerator, Vacuum breaker, Vacuum breaker for steam
EC011529 | EG015910 | Spiral-wound flange gasket (DIN) | 6 |  | DIN spiral-wound flange seal, Flange gasket, Flange seal, Gasket, Seal, Spiral wound gasket, Spiral wound gasket flange, Spiral wound seal, Spiral-wound flange gasket (DIN), Spiral-wound flange seal (DIN)
EC011531 | EG020062 | Chimney support | 3 |  | Chimney support
EC011533 | EG015530 | Copper pipe | 10 |  | CH-pipe, CH-tube, Cooling pipe, Copper pipe, Copper tube, Kiwa pipe, Kiwa tube, LPG pipeline, Medicinal tube, Pipe, Rainwater pipe, Steam pipe, Tube
EC011534 | EG020066 | Cabinet fan | 5 |  | Cabinet fan
EC011535 | EG017640 | Shower hose | 8 |  | Shower flexible hose, Shower hose, Spiral flexible hose for shower, Universal shower hose
EC011537 | EG020063 | Push-button surface-mounted flushing reservoir | 6 |  | Hydraulic flushing steering, Hydraulic push button flushing, Push-button flushing reservoir, Push-button flushing system, Push-button surface-mounted flushing reservoir
EC011538 | EG020062 | Chimney wind support | 3 |  | Chimney wind support
EC011539 | EG017610 | Tap-raising ring | 7 |  | Tap-raising ring
EC011540 | EG020069 | Three-way ball valve | 9 |  | Ball valve, Flange valve, Line ball valve, Thread valve, Three-way ball valve, Three-way control valve, Three-way valve, Valve
EC011541 | EG015840 | Display/operator panel | 7 |  | Control panel, Display, Display/operator panel, Panel, Touch-screen
EC011542 | EG020062 | Chimney renovation set | 4 |  | Chimney renovation set
EC011543 | EG015540 | Radiator valve pipe bend | 3 |  | Radiator valve pipe bend
EC011544 | EG020062 | Flue gas wall duct | 7 |  | Flue gas wall duct
EC011545 | EG015240 | Anemostat, rectangular front | 5 |  | Anemostat, rectangular front
EC011546 | EG017610 | Tap rosette | 7 |  | Faucet rosette, Rosette, Rosette for tap, Tap rosette
EC011547 | EG020049 | Combined preburner | 4 |  | Combined preburner
EC011548 | EG020063 | Pneumatic control flushing system | 6 |  | Pneumatic control flushing reservoir, Pneumatic control flushing system
EC011549 | EG015810 | Pressure difference controller | 6 |  | Active adjustment valve, Adjustment valve, Control valve, Delta P controller, Diaphragm pressure regulator, Differential pressure regulator, Pressure difference controller, Strang pressure regulator
EC011550 | EG017110 | Washbasin | 8 |  | Bowl, Column sink, Corner washbasin, Double built-in washbasin, Double sink, Double washbasin, Fountain, Fountain without tap platform, Furniture washbasin, Hand sink, Hotel sink, Laundry, Medical sink, Semi built-in washbasin, Sink, Standing washbasin, Surface mounted washbasin, Vanity basin, Washbasin, Washbasin combination, Washbasin with ceramic blade, Washbasin with overflow, Washbasin with rear panel, Washbasin with towel rail, Washbasin without overflow, Washbasin without tap platform, Washbowl
EC011551 | EG020062 | Roof boarding bracket | 3 |  | Roof boarding bracket
EC011552 | EG020062 | Grid shoe for air duct | 6 |  | Grid shoe for air duct
EC011553 | EG020091 | Fire sleeve for pipe | 5 |  | Fire sleeve for pipe
EC011554 | EG015140 | Thermodynamic stream trap | 8 |  | Stream trap, Stream trap thermodynamic, TD pot, Thermodynamic stream trap
EC011556 | EG015510 | Aluminium laminate hose, insulated with spiral | 5 |  | Aluminium laminate hose, insulated with spiral
EC011557 | EG021005 | Mounting head, ribbed fixing strap | 6 |  | Mounting head, ribbed fixing strap
EC011558 | EG017110 | Wash-tub | 3 |  | Wash-tub
EC011559 | EG020070 | Convector base | 4 |  | Convector base
EC011560 | EG015540 | Pipe rosette | 8 |  | Clamp rosette, Cover rosette, Pipe rosette, Rosette, Rosette for piping, Rosette for tubing, Rosette ring, Siphon rosette, Tube rosette
EC011561 | EG020077 | Clamping slide, foundation bracket | 6 |  | Clamping slide, foundation bracket
EC011564 | EG020048 | Thyristor power controller | 4 |  | AC controller, SCR power controller, Thyristor power controller
EC011565 | EG020063 | Mechanical toilet flusher | 7 |  | Mechanical toilet flusher
EC011566 | EG017640 | Body shower (emergency shower) | 6 |  | Body shower (emergency shower), Emergency body shower, Emergency safety shower, Emergency shower, PPE decontamination shower
EC011567 | EG015640 | Accessories/spare parts for control valve | 6 |  | Accessories and spare parts for control valve, Accessories for control valve, Accessories/spare parts for control valve, Adapter, Adaptor, Closing cap, Coupling, Flap, Hand wheel, Housing, Insulation shell, Insulation tray, Key, Lining, Nut, PCB, PCB (Printed Circuit Board), Ring, Sealing ring, Sealing set, Seat, Set control valve couplings, Set of couplings, Set three-way valve couplings, Set two-way valve couplings, Spare part for control valve, Spare parts for control valve, Spare set, Spindle, Spindle-bellow, Spring, Upper part for socket wrenches, Valve and spindle
EC011568 | EG015810 | Sun sensor, active | 5 |  | Sun sensor, active
EC011571 | EG021005 | Accessories/spare parts for universal suspension system | 5 |  | Accessories for universal suspension system, Accessories/spare parts for universal suspension system, Adjusting tool, Adjustment key, Beam and purlin clip, Ceiling clip, Ceiling fixing kit, Corner saddle, Covering cap, Drop-in anchor, Link hook, Protective sleeve tubing, Setting punch, Spare part for universal suspension system, Spare parts for universal suspension system, Spring clip, Tensioning tool, Threaded adapter, Threaded adaptor, Trapeze fastener, Trapezoidal fastening, Twist clip, Twister, Wire rope cutter
EC011572 | EG015810 | Window temperature sensor | 4 |  | Window temperature sensor
EC011573 | EG015230 | Air-conditioning split system - single split, complete | 6 |  | Air-conditioning split system - single split, complete
EC011579 | EG015230 | Air-conditioning split system - multi-split, complete | 6 |  | Air-conditioning split system - multi-split, complete
EC011580 | EG015230 | Air-conditioning split system - indoor unit (evaporator) | 7 |  | Air-conditioning split system - indoor unit (evaporator)
EC011583 | EG015230 | Air-conditioning split system - single-split condensing unit, air-cooled | 6 |  | Air-conditioning split system - single-split condensing unit, air-cooled, Single-s, Single-split, Singles, Split unit
EC011584 | EG015230 | Air-conditioning system - multi-split condensing unit, air-cooled | 5 |  | Air-conditioning split system - multi-split condensing unit, air-cooled, Air-conditioning system - multi-split condensing unit, air-cooled
EC011587 | EG015230 | Air-conditioning split system - single-split condensing unit, water-cooled | 7 |  | Air-conditioning split system - single-split condensing unit, water-cooled
EC011590 | EG021005 | Universal suspension system | 4 |  | Cable suspension, Suspension, Suspension hook, Suspension set, Suspension system, Universal suspension system
EC011594 | EG020063 | Electronic toilet flusher | 6 |  | Electronic toilet flusher
EC011595 | EG020051 | Accessories/spare parts for shower curtain | 4 |  | Accessories for shower curtain, Accessories/spare parts for shower curtain, Ceiling support for shower curtain rod, Shower curtain ring, Spare part for shower curtain, Spare parts for shower curtain
EC011596 | EG020065 | Handle combination system, adapted sanitary fittings | 3 |  | Handle combination system, adapted sanitary fittings
EC011597 | EG017550 | Inlet-/drain set disabled sanitary | 3 |  | Inlet-/ drain set disabled sanitary, Inlet-/drain set disabled sanitary
EC011598 | EG020017 | V-snare | 4 |  | V-snare
EC011599 | EG020049 | Duct heater, electric | 7 |  | Duct heater, electric, Electrical air heater for ventilation systems, Heating
EC011600 | EG020049 | Duct heater indirectly heated | 6 |  | Duct heater central heating, Duct heater indirectly heated, Duct heater, CH, Heating, Water air heater for ventilation systems
EC011601 | EG015280 | Accessories/spare parts for duct heater | 4 |  | Accessories for duct heater, Accessories/spare parts for duct heater, Control valve, Controller, Controller for 230 V, Controller for 400 V, Duct temperature sensor, Room temperature sensor, Spare part for duct heater, Spare parts for duct heater
EC011602 | EG015230 | Air-conditioning conduit set | 4 |  | Air-conditioning conduit set, Connecting pipe, Fluid line, Split pipe, Suction gas pipe
EC011603 | EG015230 | Accessories/spare parts for airconditioning | 4 |  | Accessories for air-conditioning, Accessories for airconditioning, Accessories/spare parts for airconditioning, Adapter flange, Adaptor flange, Air-conditioning - air grille, Air-conditioning control, Compressor, Connection cable, Connection devices, Connection material for split pipe, Connector (male), Control panel/controller, Converter module, Crankcase heater, Filter, Filter drier, Indoor unit grille, Inside unit grille, Interface adapter, Interface adaptor, Outdoor unit grille, Outside unit grille, Panel, Pressure controls, Remote control, Signal amplifier, Spare part for airconditioning, Spare parts for airconditioning, Timer, Transformer
EC011604 | EG015230 | Portable air conditioner | 4 |  | Mobile ac, Mobile air conditioner, Mobile air-conditioner, Monobloc air conditioner, Portable ac, Portable air conditioner, Portable air-conditioner
EC011605 | EG015230 | Window air conditioner | 6 |  | Window air conditioner, Window air-conditioner
EC011606 | EG020066 | Accessories/spare parts for ventilator | 7 |  | Accessories for ventilation systems, Accessories for ventilator, Accessories/spare parts for ventilator, Blade, Bypass, Cap, Clamping strip, Cover frame, Distance frame, Duct, Elastic relation, Expansion, Fan blade, Fan blades, Filter, Fire protection correction element, Fixing clip, Flat duct, Flexible pipe, Foundation, Fundament, Insulation, Insulation angle for duct, Mounting bracket, Mounting holder, Mounting material, Pipe, Power cord, Protective grille, Reduction piece, Roof feed-through, Rotational speed controller, Sealing, Service module, Setting transformer, Spare part for ventilator, Spare parts for ventilator, Summer cassette, Transmitter, Ventilator mounting material, Wall sleeve
EC011607 | EG020500 | Accessories/spare parts for thermal pipe insulation | 4 |  | Accessories for thermal pipe insulation, Accessories/spare parts for thermal pipe insulation, Locking clip, Spare part for thermal pipe insulation, Spare parts for thermal pipe insulation
EC011608 | EG015410 | Open central heating/cooling distributor | 5 |  | Hydraulic balancer, Low loss header, Open CH distributor, Open central cooling distributor, Open central heating distributor, Open central heating/cooling distributor
EC011609 | EG017110 | Bath | 6 |  | (Foot) hip bath, Bath, Bath/shower combination, Bathtub
EC011610 | EG017110 | System bath | 7 |  | (Foot) hip bath, Bath/shower combination, Bathtub, System bath
EC011612 | EG017640 | Accessories/spare parts for emergency shower | 3 |  | Accessories for emergency shower, Accessories/spare parts for emergency shower, Foot control, Indicator light, Operating cable, Shut-off valve, Signal light, Spare part for emergency shower, Spare parts for emergency shower, Symbol
EC011613 | EG017640 | Shower column/panel | 6 |  | Shower column/panel, Shower column/panel/system, Shower panel
EC011614 | EG017610 | Mixing tap for commercial kitchen | 6 |  | Large kitchen mixing tap, Mixing tap for commercial kitchen
EC011615 | EG017610 | Tap for commercial kitchen | 6 |  | Large kitchen tap, Tap for commercial kitchen
EC011616 | EG017610 | Accessories/spare parts for sanitary taps | 4 |  | Accessories for sanitary taps, Accessories/spare parts for sanitary taps, Connection panel, Gasket set, Non-return valve, Parts for sanitary taps, Revision set, Spare part for sanitary taps, Spare parts for sanitary taps, Spiral spring
EC011617 | EG020079 | Tail pump | 5 |  | Tail pump
EC011618 | EG015230 | Cooling unit for heat recovery unit | 5 |  | Cooling unit for heat recovery unit
EC011619 | EG015640 | Accessories/spare parts for needle valve | 4 |  | Accessories for needle valve, Accessories/spare parts for needle valve, Bonnet, Gasket, Hand wheel, Needle, Needle valve, Packing, Spare part for needle valve, Spare parts for needle valve, Spindle
EC011620 | EG020069 | Bottom valve | 5 |  | Bottom valve, Deck plug
EC011621 | EG020065 | Toilet lift | 3 |  | Toilet lift
EC011622 | EG020065 | Accessories/spare parts for toilet lift | 4 |  | Accessories for toilet lift, Accessories/spare parts for toilet lift, Accu, Battery, Battery (rechargeable), Battery charger, Charger, Remote control, Spare part for toilet lift, Spare parts for toilet lift
EC011623 | EG020084 | Hydraulic actuator for valve | 4 |  | Actuator, Drive, Engine valve, Hydraulic actuator for valve, Hydraulic drive for valve, Hydraulic motor for valve
EC011624 | EG015810 | Conductivity sensor | 5 |  | Blowdown system, Conductivity electrode, Conductivity sensor, Resistance meter
EC011625 | EG020084 | Chain wheel | 2 |  | Chain wheel
EC011627 | EG020069 | Line blind valve | 5 |  | Blind plate valve, Line blind, Line blind valve, Valve
EC011628 | EG015170 | Humidifier (steam) | 2 |  | Humidifier (steam)
EC011629 | EG015640 | Build-on set for valve | 3 |  | Build-on set for actuator, Build-on set for butterfly valve, Build-on set for servomotor, Build-on set for valve, Mounting bracket for actuator, Mounting bracket for butterfly valve, Mounting bracket for servomotor, Mounting bracket for valve, Mounting table for valve
EC011630 | EG020079 | Condensate pump steam operated | 4 |  | Condensate pump, Condensate pump steam operated, Pressure motive pump, Steam operated condensate pump, Steam powered pump, Trap
EC011631 | EG019720 | Mica plate | 4 |  | Mica, Mica plate, Mica sheet, Plate
EC011632 | EG015640 | Pneumatic cylinder | 4 |  | Pneumatic cylinder
EC011633 | EG015840 | Blowdown controller | 4 |  | Blowdown controller
EC011635 | EG020081 | Steam water mixer | 5 |  | Mixers for water and steam, Steam water mixer, Steam-water mixer, Steam/water mixer
EC011636 | EG020073 | Deck fill cap | 5 |  | Deck cap, Deck fill cap, Filler cap
EC011637 | EG020073 | Manhole cover | 4 |  | Cover for manhole, Manhole cover
EC011638 | EG015910 | Mica flange gasket | 3 |  | Mica flange gasket, Mica flange seal
EC011639 | EG020072 | Signal automaton shipping | 2 |  | Signal automaton shipping
EC011640 | EG015810 | Inclinometer | 5 |  | Analogue inclinometer, Clinometer, Inclination angle meter, Inclinometer, Marine inclinometer
EC011641 | EG020072 | Sound reception system shipping | 2 |  | Sound reception system shipping
EC011642 | EG015640 | Steam injector | 4 |  | Injector of steam, Steam injector, Steam lance
EC011643 | EG020039 | Accessories/spare parts for deck cap/pipe passage | 5 |  | Accessories for deck cap, Accessories for deck cap/pipe passage, Accessories for pipe passage, Accessories/spare parts for deck cap/pipe passage, Cap, Chain, Clamp, Cushion, Screw cap, Screw cover, Sealing ring, Spare part for deck cap/pipe passage, Spare parts for deck cap, Spare parts for deck cap/pipe passage, Spare parts for pipe passage
EC011644 | EG015170 | Boiler connection element for heat recovery unit for single family house | 2 |  | Boiler connection element for heat recovery unit for single family house, Combiflow
EC011645 | EG020067 | Concentrical connection set flue gas/air supply | 5 |  | Concentrical connection set flue gas/air supply, Connection set boiler connection element for heat recovery unit, Connection set combiflow
EC011646 | EG015880 | Accessories/spare parts for flue gas analyser | 4 |  | Accessories flue gas analyser, Accessories flue gas analyzer, Accessories for flue gas analyser, Accessories/spare parts for flue gas analyser, Lights, Photocell, Reflector, Slide/spring rings, Slides and spring rings, Spare part for flue gas analyser, Spare parts for flue gas analyser
EC011647 | EG015640 | Accessories/spare parts for bottom valve | 4 |  | Accessories for bottom valve, Accessories/spare parts for bottom valve, Bonnet, Hand wheel, Membrane, Setting indicator, Spare part for bottom valve, Spare parts for bottom valve, Spare set, Spindle-bellow, Valve and spindle
EC011648 | EG020091 | Accessories/spare parts for firefighting valve | 4 |  | Accessories fire cock, Accessories for fire fighting valve, Accessories for firefighting valve, Accessories/spare parts for fire fighting valve, Accessories/spare parts for firefighting valve, Bonnet, Chain, Clamp, Cover, Fire hydrant valve, Flap, Hand wheel, Key, Ring, Spare part for firefighting valve, Spare parts for fire fighting valve, Spare parts for firefighting valve, Spare set, Valve and spindle
EC011649 | EG015140 | Accessories/spare parts for steam trap | 4 |  | Accessories for steam trap, Accessories steam trap, Accessories/spare parts for steam trap, Connector, Float, Gasket set, Housing, Interior, Internal mechanism, O-ring, Packing set, Seat, Sieve, Spare part for steam trap, Spare parts for steam trap, Spare set
EC011650 | EG015880 | Accessories/spare parts for pressure sensor | 5 |  | Accessories for pressure sensor, Accessories pressure sensor, Accessories/spare parts for pressure sensor, Adapter, Adaptor, Battery, Cable, Connection block, Fall pipe, Sensor, Software tool, Spare part for pressure sensor, Spare parts for pressure sensor, Temperature sensor
EC011652 | EG015140 | Accessories/spare parts for liquids filter | 6 |  | Accessories bucket filter, Accessories duplex filter, Accessories for liquids filter, Accessories liquids filter, Accessories oil filter, Accessories self-cleaning filter, Accessories strainer filter, Accessories y-filter, Accessories/spare parts for liquids filter, Adjustment handle, Amplifier, Angle funnel, Automatic backwash system, Bolt, Brace, Cone plug, Cover, Domestic water station, Dowel, Filter accessories, Filter cup, Filter insert, Filter sock, Flange gasket, Gasket, Guide bushing, Nut, Oil filter, Packing, Plug stop, Pressure reducer cartridge, Protection cap, Relief tap, Sieve, Sift basket, Spare part for liquids filter, Spare parts for liquids filter, Spring, Suction cup, Suction housing, Support, Tap water filter (built-in), Temporary installation filter, Terminal box, Water filter
EC011653 | EG020072 | Accessories/spare parts for sound reception system shipping | 4 |  | Accessories for sound reception system shipping, Accessories/spare parts for sound reception system shipping, Control panel, Receiver, Spare part for sound reception system shipping, Spare parts for sound reception system shipping
EC011654 | EG020084 | Accessories/spare parts for hydraulic actuator for valve | 4 |  | Accessories for hydraulic actuator for valve, Accessories hydraulic actuator for valve, Accessories/spare parts for hydraulic actuator for valve, Accessories/spare parts hydraulic actuator for valve, Hand pump, Mounting bracket, Mounting kit, Mounting set, Spare part for hydraulic actuator for valve, Spare parts for hydraulic actuator for valve, Spare parts hydraulic actuator for valve, Switch
EC011655 | EG015880 | Accessories/spare parts for inclinometer | 4 |  | Accessories for inclinometer, Accessories/spare parts for inclinometer, Sensor, Spare part for inclinometer, Spare parts for inclinometer
EC011656 | EG015640 | Accessories/spare parts for regulating valve | 4 |  | Accessories adjustment valve, Accessories for regulating valve, Accessories/spare parts for regulating valve, Cartridge, Closing cap, End cap, Fill/drain valve, Hand wheel, Insulation shell, Insulation tray, Measuring nipple, Spare part for regulating valve, Spare parts for regulating valve, Spare set, Spindle extension
EC011657 | EG015640 | Accessories/spare parts for globe valve | 6 |  | 1-piece impulse unit, 2-piece impulse unit, 3-piece impulse unit, Accessories balancing valve, Accessories bellows valve, Accessories for globe valve, Accessories for screw valve, Accessories free-flow valve, Accessories globe valve, Accessories screw valve, Accessories three-way valve valve, Accessories/spare parts for globe valve, Accessory flap valve, Accessory for valve, Bolt nut combination, Bonnet, Chain, Chain sprocket, Cylinder, Distribution terminal block, Emergency manual operation, Flap, Hand wheel, Handle, Housing, Impuls unit, Insulation shell, Insulation tray, Interlocking, Lever, Membrane, Mixing and cold water tap, Pedal, S.O.S. impuls unit, SOS impuls unit, Sealing set, Setting indicator, Sight flow glass, Spare part for globe valve, Spare parts for globe valve, Spare set, Spindle, Spindle-bellow, Spring, Steering head cover, Valve and spindle, Valve spindle upper part
EC011658 | EG015520 | Accessories/spare parts for clamp coupling | 4 |  | Accessories clamp coupling, Accessories for clamp coupling, Accessories/spare parts for clamp coupling, Reduction, Ring gag, Sealing ball, Sealing cup, Spare part for clamp coupling, Spare parts for clamp coupling
EC011659 | EG015640 | Accessories/spare parts for ball valve | 5 |  | Accessories 2-way ball valve, Accessories 3-way ball valve, Accessories 4-way ball valve, Accessories ball valve, Accessories for ball valve, Accessories for ball valves, Accessories four-way ball valve, Accessories three-way ball valve, Accessories two-way ball valve, Accessories/spare parts for ball valve, Adapter, Adaptor, Allgas socket, Ball, Blocking cap, Bolt, Closing cap, Cone, Connection piece, Covering cap, End cap, Flange, Friction ring, Handle, Holding plate, Housing, Insulation shell, Insulation tray, Lever handle, Meter screw connection, Overcurrent cap, Plug bolt, Seal, Sealing, Sealing set, Service kit, Spare part for ball valve, Spare parts for ball valve, Spindle, Spindle extension, Stop plate, Surface mounting set, Thermal shut-off device, Thermometer
EC011660 | EG015170 | Accessories/spare parts for humidifier | 4 |  | Accessories for humidifier, Accessories/spare parts for humidifier, Cover plate, Floor stand, Mounting kit, Pendant kit, Spare part for humidifier, Spare parts for humidifier, Wall attachment, Water separator
EC011661 | EG015640 | Accessories/spare parts for solenoid valve | 5 |  | Accessories 2-way solenoid valve, Accessories 3-way solenoid valve, Accessories 4-way solenoid valve, Accessories for magnetic valve, Accessories for solenoid valve, Accessories four-way solenoid valve, Accessories magnetic valve, Accessories solenoid valve, Accessories three-way solenoid valve, Accessories two-way solenoid valve, Accessories/spare parts for solenoid valve, Adapter/intake, Base part, Base unit, Cabinet, Cabinet for solenoid valve, Cable screw gland, Cover, De-aeration, Gland, Housing, Kern course, Lift magnet, Magnetic core, Membrane, Mounting bracket, Plug, Rectifier, Silencer, Solenoid, Solenoid valve accessories, Solenoid valve part, Spare part for solenoid valve, Spare parts for solenoid valve, Spare set, Subbase, Switch, Switch box, Throttle valve, Timer, Venting
EC011662 | EG015880 | Accessories/spare parts for pressure gauge | 5 |  | Accessories differential manometer, Accessories drum membrane manometer, Accessories for manometer, Accessories for pressure gauge, Accessories gauge, Accessories manometer, Accessories membrane manometer, Accessories pressure gauge, Accessories tube spring manometer, Accessories/spare parts for pressure gauge, Coupling piece, Front flange, Mounting bracket, Sealing ring, Spare part for pressure gauge, Spare parts for pressure gauge, Wall flange
EC011663 | EG015640 | Accessories/spare parts for manifold valve | 5 |  | Accessories for manifold valve, Accessories manifold valve, Accessories multi-stage cock block, Accessories/spare parts for manifold valve, Bonnet, Built-in cabinet, Cone, Connecting nipple, End piece, Expansion, Flap, Hand wheel, Pump, Sealing plug, Spare part for manifold valve, Spare parts for manifold valve, Spindle, Top part, Valve and spindle
EC011665 | EG015880 | Accessories/spare parts for liquid level sensor | 5 |  | Accessories for liquid level sensor, Accessories liquid level sensor, Accessories/spare parts for liquid level sensor, Bellows, Brace, Bracket, Cable pulling system, Cable screw gland, Extension pipe, Filter, Flange, Membrane, Mounting plate, PCB, PCB (Printed Circuit Board), Spare part for liquid level sensor, Spare parts for liquid level sensor, Spare set, Spring, Terminal box
EC011666 | EG015880 | Accessories/spare parts for level switch | 5 |  | Accessories float switch, Accessories for level switch, Accessories level guard, Accessories level switch, Accessories/spare parts for level switch, Amplifier, Bar, Cable, Cable screw gland, Coil, Coupler, Coupling, Flange, Float, Gasket set, Magnetic holder, Membrane, Motor, PCB, PCB (Printed Circuit Board), Packing set, Pin, Relay, Ring, Sensor, Spare part for level switch, Spare parts for level switch, Spare set, Spring, Supply unit, Vane, Weight
EC011667 | EG015140 | Accessories/spare parts for air vent | 5 |  | Accessories air vent, Accessories for air vent, Accessories/spare parts for air vent, Ball, Conduction pin, Cover, Flange, Flap, Float, Gasket set, Interior, Internal mechanism, Packing set, Ring, Screw, Shut-off valve, Sinking ball, Spare part for air vent, Spare parts for air vent, Spare set
EC011668 | EG015540 | Accessories/spare parts for fittings | 4 |  | Accessories for fittings, Accessories transition fitting, Accessories/spare parts for fittings, Bushing, Cone plug, Corrosion protection tape, De-mounting tool, Dowel, Insulation, O-ring, Sealing gaiter, Sealing sleeve, Slide sleeve, Sliding sleeve, Spare part for fittings, Spare parts for fittings
EC011669 | EG015880 | Accessories/spare parts for gauge | 5 |  | Accessories cylincrical gauge, Accessories for gauge, Accessories for level indicator, Accessories gauge, Accessories magnetic level gauge, Accessories/spare parts for gauge, Connection pipe, Gauge, Gauge glass, Spare part for gauge, Spare parts for gauge
EC011670 | EG015640 | Accessories/spare parts for compressed air valve | 4 |  | Accessories compressed air valve, Accessories for compressed air valve, Accessories/spare parts for compressed air valve, Rubber ring, Spare part for compressed air valve, Spare parts for compressed air valve
EC011671 | EG015640 | Accessories/spare parts for plate slide valve | 5 |  | Accessories for plate slide valve, Accessories plate slide valve, Accessories/spare parts for plate slide valve, Connecting cone, End piece, Gasket, Hand wheel, Lever, Packing, Piston, Plate, Seal, Sealing, Spare part for plate slide valve, Spare parts for plate slide valve, Spare set, Switch
EC011672 | EG015640 | Accessories/spare parts for plug valve | 4 |  | Accessories for plug valve, Accessories plug cock, Accessories plug valve, Accessories/spare parts for plug valve, Balance weight, Level pipe cap, Level pipe cap - deck plug, Level plug, Screw cap, Screw cover, Spare part for plug valve, Spare parts for plug valve, Spare set, Valve
EC011673 | EG015640 | Accessories/spare parts for piston valve | 4 |  | Accessories for piston valve, Accessories piston valve, Accessories/spare parts for piston valve, Bonnet, Gasket set, Lantern, Packing set, Sealing ring, Spare part for piston valve, Spare parts for piston valve, Spare set
EC011674 | EG020084 | Accessories/spare parts for pneumatic servomotor for valves | 5 |  | Accessories actuator, Accessories for pneumatic actuator valves, Accessories for pneumatic actuators for valves, Accessories for pneumatic servomotor for valves, Accessories for pneumatic servomotor valves, Accessories pneumatic servomotor for valves, Accessories servomotor, Accessories/spare parts for pneumatic servomotor for valves, Adapter, Adaptor, Column, Disc, Dish, Driveshaft, Emergency manual operation, End switch, Membrane, Positioner, Reduction, Seal, Sealing, Setting indicator, Spare part for pneumatic servomotor for valves, Spare parts for pneumatic servomotor for valves, Spare set, Spindle, Spring, Spring return motor accessories, Surface mounting set, Switch
EC011675 | EG015880 | Accessories/spare parts for pressure reduction valve | 5 |  | Accessories for pressure reduction valve, Accessories reduction valve, Accessories/spare parts for pressure reduction valve, Cone, Flap, Housing, Key, Membrane, Ring, Seat, Sieve, Spare part for pressure reduction valve, Spare parts for pressure reduction valve, Spare set, Spring, Support
EC011676 | EG015640 | Accessories/spare parts for gate valve | 5 |  | Accessories for gate valve, Accessories for slide valve, Accessories slide valve, Accessories/spare parts for gate valve, Built-in accessories, Chain, Chain sprocket, Closure, Coupling sleeve, Hand wheel, Key, Slide, Slide valve, Spare part for gate valve, Spare parts for gate valve, Spare set, Spindle, Spindle extension
EC011677 | EG020072 | Accessories/spare parts for signal automaton shipping | 4 |  | Accessories for signal automaton shipping, Accessories/spare parts for signal automaton shipping, Spare part for signal automaton shipping, Spare parts for signal automaton shipping, Spare set
EC011678 | EG020072 | Accessories/spare parts for signal horn shipping | 4 |  | Accessories for signal horn shipping, Accessories/spare parts for signal horn shipping, Air, Cap, Coil, Control panel, Damping plate, Electrical, Filter, Funnel, Gasket, Gear wheel box, Heating element, Membrane, Motor, Packing, Relay, Signal key, Spare part for signal horn shipping, Spare parts for signal horn shipping, Spare set, Thermostat, Valve, Vibration damper
EC011679 | EG015640 | Accessories/spare parts for blow-off valve | 4 |  | Accessories blow-off valve, Accessories for blow-off valve, Accessories/spare parts for blow-off valve, De-aeration, Gasket set, Key, Packing set, Spare part for blow-off valve, Spare parts for blow-off valve, Spare set, Valve and seat
EC011680 | EG015640 | Accessories/spare parts for steam/water mixer | 4 |  | Accessories for steam water mixer, Accessories for steam/water mixer, Accessories/ for steam/water mixer, Accessories/spare parts for steam/water mixer, Coupler, Coupling, Cover, Gasket, Guiding plate, Handle, Lever handle, Membrane, Nipple, Nozzle, Nut, Packing, Ring, Screw cap, Screw cover, Seat, Set-screw, Setting button, Spare part for steam/water mixer, Spare parts for steam/water mixer, Spare set, Spring
EC011681 | EG015880 | Accessories/spare parts for thermometer | 5 |  | Accessories bimetallic thermometer, Accessories digital thermometer, Accessories for thermometer, Accessories glass thermometer, Accessories resistance thermometer, Accessories spring pressure thermometer, Accessories thermometer, Accessories/spare parts for thermometer, Air probe, Cartridge, Chart paper, Flange, Glass, Immersion tube, Ink, Inkjet cartridge, Insertion probe, Membrane, Spare part for thermometer, Spare parts for thermometer, Spring, Surface probe, Temperature sensor, Thermocouple wire, Thermometer accessories
EC011682 | EG015880 | Accessories/spare parts for liquid flow meter | 6 |  | Accessories flowmeter, Accessories for liquid flow meter, Accessories for liquid flowmeter, Accessories liquid flow meter, Accessories liquid meter, Accessories water meter, Accessories/spare parts for liquid flow meter, Adapter, Adaptor, Battery, Built-in set, Circuit board, Communication module, Connection cable systemplug, Coupler, Coupling, Flowmeter accessories, Immersion tube, Installation kit, Installation set, Liquid flow meter, Plug, Power supply, Spare part for liquid flow meter, Spare parts for liquid flow meter, Spare set, Supply unit, Temperature sensor, Vane, Welding sleeve, Welding sock, Welding socket
EC011683 | EG015640 | Accessories/spare parts for float valve | 4 |  | Accessories float valve, Accessories for float valve, Accessories/spare parts for float valve, Connecting nipple, Float, Float ball, Gasket set, Housing, Packing set, Ring, Sealing ring, Spare part for float valve, Spare parts for float valve, Spare set
EC011684 | EG015640 | Accessories/spare parts for foot valve | 4 |  | Accessories foot valve, Accessories for foot valve, Accessories/spare parts for foot valve, Spare part for foot valve, Spare parts for foot valve, Spare set
EC011685 | EG015520 | Accessories/spare parts for storz coupling | 4 |  | Accessories for storz coupling, Accessories storz coupling, Accessories/spare parts for storz coupling, Closing cap, End cap, Flange, Interlocking, Spare part for storz coupling, Spare parts for storz coupling
EC011686 | EG020070 | Accessories/spare parts for central heating plate changer | 4 |  | Accessories CH plate changer, Accessories for CH plate changer, Accessories for central heating plate changer, Accessories/spare parts for CH plate changer, Accessories/spare parts for central heating plate changer, Front plate, Plate, Spare part for central heating plate changer, Spare parts for CH plate changer, Spare parts for central heating plate changer, Thermal insulation
EC011687 | EG015880 | Accessories/spare parts for watertight switching | 4 |  | Accessories for watertight switching, Accessories watertight switching, Accessories/spare parts for watertight switching, Cable, Impulse pipe, Monitoring unit, Sieve, Spare part for watertight switching, Spare parts for watertight switching, Supply unit
EC011688 | EG020084 | Accessories/spare parts for worm gearbox for valves | 5 |  | Accessories for worm gearbox for valves, Accessories gearbox, Accessories gearbox for valves, Accessories hand drive, Accessories worm gearbox for valves, Accessories worm gearbox valves, Accessories/spare parts for worm gearbox for valves, Butterfly valve, Coupling piece, Emergency manual operation, Hand wheel, Spare part for worm gearbox for valves, Spare parts for worm gearbox for valves, Spindle, Spindle extension, Surface mounting set, Worm wheel for valves
EC011689 | EG015910 | Accessories/spare parts for seal | 3 |  | Accessories for seal, Accessories seal, Accessories/spare parts for seal, Bordel, Centre ring, Inner ring, Lay on, Outer ring, Spare part for seal, Spare parts for seal, Support
EC011690 | EG020079 | Accessories/spare parts for condensate pump steam operated | 4 |  | Accessories for condensate pump steam operated, Accessories/spare parts for condensate pump steam operated, Check valve, Connecting piece, Counter, Coupling piece, Cover, Flap, Float, Gasket, Insulation shell, Insulation tray, Interior, Internal mechanism, Non-return valve, Packing, Spare part for condensate pump steam operated, Spare parts for condensate pump steam operated, Spare set, Spring set, Steam valve, Valve and seat
EC011691 | EG015520 | Accessories/spare parts for guillemin coupling | 4 |  | Accessories for guillemin coupling, Accessories guillemin coupling, Accessories/spare parts for guillemin coupling, Gasket, Key, Packing, Sealing ring, Spare part for guillemin coupling, Spare parts for guillemin coupling
EC011692 | EG015880 | Accessories/spare parts for viewing-/checking device | 4 |  | Accessories for checking device, Accessories for flow sight glass, Accessories for sight glass, Accessories for viewing device, Accessories for viewing-/checking device, Accessories viewing-/checking device, Accessories/spare parts for viewing-/checking device, Gasket, Glass, Lighting, Packing, Spare part for viewing-/checking device, Spare parts for viewing-/checking device, Viewing-/checking device
EC011693 | EG015640 | Accessories/spare parts for line blind valve | 4 |  | Accessories for line blind valve, Accessories/spare parts for line blind valve, Cover gasket, Cover packing, Spare part for line blind valve, Spare parts for line blind valve
EC011694 | EG015880 | Accessories/spare parts for safety device | 6 |  | Accessories for safety, Accessories for safety device, Accessories relief valve, Accessories safety, Accessories safety device, Accessories spring safety, Accessories spring-loaded safety, Accessories steam safety, Accessories weight loaded safety, Accessories/spare parts for safety device, Adjusting set pin, Bellows, Cap, Clamping bush, Collet, Connecting element, Connection element, Distance ring, Flap, Gasket, Lead seal, Membrane, Monitoring unit, Nut, O-ring, Packing, Ring, Safety accessories, Seal, Sealing, Spare part for safety device, Spare parts for safety device, Spindle, Spring, Valve, Valve and spindle, Weight
EC011695 | EG015640 | Grease box | 3 |  | Grease box
EC011696 | EG020017 | Vibration damper | 4 |  | Cylindrical vibration damper, Damper, Vibration damper, Vibration damper cylindrical
EC011698 | EG020049 | Hot tap water heater, directly fired with control system | 5 |  | Hot tap water heater, directly fired with control system
EC011699 | EG020072 | Signal horn shipping | 4 |  | Horn, Marine horn, Marine signal horn, Shipping horn, Signal horn, Signal horn shipping
EC011700 | EG015540 | Guide bend for piping system | 4 |  | Bend pipe system, Bend pipe system for floor / wall, Bend pipe system for floor/wall, Floor bend pipe system, Floor bend plastic pipe system, Guide bend for piping system, Guide bend piping system
EC011701 | EG015530 | Flexible metal connecting pipe (extractable) | 1 |  | Flexible metal connecting pipe, Flexible metal connecting pipe (extractable)
EC011704 | EG015530 | Pre-insulated plastic pipe | 6 |  | Culvert pipe, Pipeline, Pre-insulated plastic pipe, Pre-isulated plastic pipe, Pre-isulated plastic piping system, Pre-isulated plastic tube, Tube system for solar appliance
EC011705 | EG015230 | Duct cooler cold water | 5 |  | Duct cooler, Duct cooler cold water, Duct cooler water cooled, Water cooled
EC011706 | EG020051 | Pictogram sanitary room | 5 |  | Men, Pictogram sanitary room, Sanitary accommodation signage, Shower, Shower sign, Sign, Signing plate, Toilet, Traffic sign, Warning plate, Warning sign, Wheelchair user, Women
EC011707 | EG020057 | Tile adhesive | 5 |  | Cement powder adhesive, Dispersion adhesive, Glue, Multi component adhesive, Pasta glue, Pasta tile adhesive, Powder adhesive, Powder glue, Powder tile adhesive, Tile adhesive, Tile glue
EC011708 | EG020056 | Tile profile | 5 |  | Angular profile, Barrier profile, Corner profile, Cover profile, Covering profile, Decorative profile, Expansion joint profile, Inner corner, Mounting profile, Outer corner, Slope profile, Tile profile, Transition profile
EC011709 | EG020057 | Tile grout | 6 |  | CG1, CG1A, CG2, CG2A, CG2W, CG2WA, Grouting cement, Grouting material, Jointing cement, RG, Tile grout, Tile joint agent
EC011710 | EG020061 | Shower heat (recovery) exchanger | 3 |  | Shower heat (recovery) exchanger, Shower heat exchanger
EC011711 | EG015530 | Accessories/spare parts for pre-insulated plastic pipe | 4 |  | Accessories for pre-insulated plastic pipe, Accessories for re-isulated plastic pipe, Accessories/spare parts for pre-insulated plastic pipe, End cap, Pre-isulated plastic piping system, Pre-isulated plastic tube, Spare part for pre-insulated plastic pipe, Spare parts for pre-insulated plastic pipe
EC011712 | EG020079 | Condensate water pump | 4 |  | Condensate pump, Condensate water pump, Pump
EC011713 | EG015880 | Accessories/spare parts for pressure difference overflow controller | 4 |  | Accessories for pressure difference overflow controller, Accessories pressure difference overflow controller, Accessories/spare parts for pressure difference overflow controller, Accessories/spare parts pressure difference overflow controller, Sight flow glass, Spare part for pressure difference overflow controller, Spare parts for pressure difference overflow controller
EC011714 | EG020017 | Shock buffer | 3 |  | Ram buffer, Shock buffer
EC011715 | EG020017 | Vibration absorber mat | 3 |  | Vibration absorber mat
EC011716 | EG020062 | Flue top | 4 |  | Flue top
EC011717 | EG015540 | Pass piece | 5 |  | H-block (system) pipe, Pass piece
EC011718 | EG020050 | Gas consumption meter | 4 |  | Bellowgasmeter, Bellows gas meter, Delta gas meter, Diaphragm gas meter, Gas consumption meter, Gas meter, Gas volume meter, Rotary gas meter, Static gas meter, Turbine gas meter, Ultrasonic gas meter
EC011719 | EG020049 | Gas hearth/gas fire | 6 |  | Gas hearth / gas fire, Gas hearth/gas fire
EC011720 | EG020061 | Shower drain | 5 |  | Shower drain
EC011721 | EG020073 | Bin aerator | 2 |  | Bin aerator, Hopper aerator, Silo aerator, Storage silo aerator
EC011722 | EG020039 | Accessories/spare parts for bin aerator | 3 |  | Accessories for bin aerator, Accessories for hopper aerator, Accessories for silo aerator, Accessories for storage silo aerator, Accessories/spare parts for bin aerator, Spare part for bin aerator, Spare parts for bin aerator
EC011723 | EG015880 | Accessories/spare parts for pressure switch | 4 |  | Accessories for air pressure switch, Accessories for gas pressure switch, Accessories for pressure switch, Accessories/spare parts for pressure switch, Cable screw gland, Spare part for pressure switch, Spare parts for pressure switch, Switch element
EC011724 | EG015520 | Accessories/spare parts for dairy coupling | 3 |  | Accessories dairy coupling, Accessories for dairy coupling, Accessories/spare parts for dairy coupling, Sight flow glass, Spare part for dairy coupling, Spare parts for dairy coupling
EC011725 | EG020094 | Pressure-spring thermometer | 4 |  | Gas expansion thermometer, Pressure-spring thermometer, Spring pressure thermometer, Spring thermometer, Thermometer
EC011726 | EG020061 | Shower drain grid | 5 |  | Grid for shower drain, Shower drain grid
EC011727 | EG015170 | Dehumidifier | 4 |  | Air dryer, Dehumidifier
EC011728 | EG015280 | Accessories/spare parts for central gas heaters | 4 |  | Accessories and spare parts for central gas heaters, Accessories for central gas heaters, Accessories for gas devices, Accessories for gas heaters, Accessories/spare parts for central gas heaters, Closure, Control panel/controller, Facing, Fan, Flow regulator, Gas block, Gas street, Gas-air unit, Gasket set, Heat exchanger, Internal mechanism, Ionisation electrode, Mounting frame, O-ring, PCB, PCB (Printed Circuit Board), Pilot flame, Sensor, Service kit, Spare part for central gas heaters, Spare parts and accessories for central gas heaters, Spare parts for central gas heaters, Three way valve, Three-way valve
EC011729 | EG019610 | Lead replacement | 6 |  | Lead, Lead replacement
EC011730 | EG015170 | Accessories/spare parts for heat recovery | 6 |  | Accessories for heat exchanger, Accessories for heat recovery, Accessories/spare parts for heat recovery, Coupling piece, Duct connection profile, Enclosure door, Enthalpy heat exchanger, Fan, Filter section, Fundament, Heat recovery accessories, Locking device, Mounting bracket, PCB (Printed Circuit Board), Panel door, Plate heat exchanger, Power cord, Printed circuit board, Spare part for heat recovery, Spare parts for heat exchanger, Spare parts for heat recovery, Ventilation heat exchanger, Ventilator, Wiring set
EC011732 | EG015140 | Water softener | 4 |  | Anti chalk system, Water softener
EC011733 | EG020045 | Screw mounting set | 4 |  | Accessories for direct fixing, Accessories for metal anchors/plugs, Accessories for plastic plugs, Accessories for special anchors/plugs, Accessories for washstands, Closet mounting set, Closet screw set, Direct mounting, Long-shaft dowel, Mirror clamp, Mirror mounting set, Mirror screw set, Mounting element, Mounting set, Mounting tool, Sanitary fixing, Sanitary mounting set, Screw mounting set, Screw set, Sink plug bolts, Spacer plug, Special fixing set concrete/stone, Toilet mounting set, Toilet screw set, Toilet screws, Universal mounting set, Urinal mounting set, Urinal screw set, Washbasin plug bolt set, Washstand fixing
EC011734 | EG020063 | Exhaust bowl for urinal | 3 |  | Exhaust bowl for urinal
EC011735 | EG017550 | Transition ring drainage | 4 |  | Branching ring, Circon ring, Rubber cuff, Rubber transition ring, Siphon cuff, Transition ring, Transition ring drainage, Transition ring sewer, Trap cuff
EC011736 | EG020070 | Tube bundles heat exchanger | 5 |  | Pipe heat exchanger, Shell and tube heat exchange, Tube bundles heat exchanger, Tube heat exchanger, Tubular heat exchanger
EC011737 | EG020061 | Channel drain | 5 |  | Box channel, Channel drain, Channel drainage, Drainage channel, Line channel drain, Line drain gutter, Linear drainage channel, Retention channel
EC011738 | EG020061 | Accessories/spare parts for channel drain | 5 |  | Accessories for channel drain, Accessories for line drain gutter, Accessories/spare parts for channel drain, Accessories/spare parts for channel drainage, Accessories/spare parts for line drain gutter, Adapter, Adaptor, Connection piece, Dirt trap grid, Fire protection, Fitting or transition piece, Grate lock, Leaf trap, Saw cut, Spare part for channel drain, Spare parts for channel drain, Spare parts for line drain gutter, Transition piece
EC011739 | EG000039 | Flusher disinfector | 4 |  | Flusher disinfector, Front load, Top load
EC011740 | EG015140 | Ventilation pot | 4 |  | Ventilation pot
EC011742 | EG020070 | Radiation panel indirectly heated | 4 |  | Indirectly heated radiation panel, Radiation panel, Radiation panel indirectly heated
EC011743 | EG020055 | Zinc | 5 |  | Zinc, Zinc band, Zinc sheet
EC011744 | EG020055 | Lead | 4 |  | Cutting Lead, Lead, Lead sheet
EC011745 | EG017550 | Waste plug | 5 |  | Drain plug, Stop plug, Waste plug, Water stop
EC011746 | EG020063 | Bath inspection hatch | 3 |  | Bath inspection hatch, Tile frame, Tile hatch
EC011748 | EG020063 | Backsplash | 3 |  | Backsplash, Kitchen backsplash, Splash guard, Splash screen, Splash shield, Splatter guard, Splatter screen
EC011749 | EG015240 | Gas fired air curtain | 3 |  | Gas fired air curtain
EC011750 | EG015640 | Wall plate for outside tap | 3 |  | Facade panel, Wall plate for outside tap, Wall plate outside tap
EC011751 | EG020063 | Urinal screen | 3 |  | Dirt capture urinal grid, Urinal screen
EC011752 | EG020058 | Dome skylight | 4 |  | Dome light, Dome skylight, Skylight
EC011753 | EG020058 | Roof upstand for dome light | 3 |  | Roof curb for skylight, Roof curb skylight, Roof up-stand for dome light, Roof upstand for dome light
EC011754 | EG020094 | Heat meter | 5 |  | Calorimeter, Heat meter, Solar controller, Solar heat quantity meter, Thermometer
EC011755 | EG015280 | Cascade package | 2 |  | Cascade package
EC011756 | EG015530 | Cunifer pipe | 3 |  | Copper pipe, Cunifer pipe, Cunifer tube, Iron pipe, Nickel pipe, Pipe, Tube
EC011758 | EG015140 | Chalk separator | 2 |  | Chalk separator
EC011759 | EG020078 | Control unit expansion automat | 2 |  | Central heating function server, Control unit expansion automat, Steering unit expansion automat
EC011760 | EG021003 | Pull-in aid for flexible flue gas pipe | 4 |  | Flue liner nose cone, Pull support for flexible flue gas pipe, Pull support for flexible waste gas pipe, Pull-in aid for flexible flue gas pipe, Pulling cone for flexible flue gas pipe
EC011761 | EG020069 | Dispense valve for pipe mounting | 3 |  | Dispense valve for pipe mounting
EC011762 | EG020250 | Leak sealant heating system | 4 |  | Leak sealant heating system
EC011763 | EG020049 | Log fire | 4 |  | Fire blocks, Log fire
EC011764 | EG015280 | Mounting frame wall-mounted gas heater | 2 |  | Mounting frame boiler, Mounting frame gas heating, Mounting frame heating, Mounting frame wall-mounted gas heater
EC011765 | EG015810 | Funnel overflow valve | 2 |  | Funnel overflow valve
EC011766 | EG015240 | Textile air distribution system | 2 |  | Textile air distribution, Textile air distribution system
EC011767 | EG020070 | Underfloor heating plate | 5 |  | Aluminium spreader plate, Backer board, Chipboard for floor heating, Egg crate floor panel, Fiberboard for floor heating, Fibreboard for floor heating, Floor heating insulation board, Floor heating mounting board, Gypsum board for floor heating, Insulation board with heat-conducting plate, Insulation board, floor heating, Mounting board for floor heating, Mounting board, floor heating, Underfloor heating board, Underfloor heating board/mat, Underfloor heating plate, Wooden board for floor heating
EC011768 | EG020500 | Border insulation floor heating | 4 |  | Border insulation floor heating, Side insulation floor heating
EC011772 | EG020070 | Capillary tube mat | 4 |  | Capillary tube mat, Capillary tube matt
EC011773 | EG020070 | Accessories/spare parts for capillary tube matt | 4 |  | Accessories capillary tube matt, Accessories for capillary tube matt, Accessories/spare parts for capillary tube matt, Connecting element, Connection element, Mounting material, Spare part for capillary tube matt, Spare parts for capillary tube matt
EC011774 | EG020055 | Finishing panel heating/cooling | 5 |  | Finishing panel heating/cooling, Panel heating/cooling
EC011776 | EG015230 | Roof mounting bar outdoor unit airconditioning | 2 |  | Roof bar set up outside unit air conditioner, Roof mounting bar outdoor unit airconditioning
EC011777 | EG015170 | Plenum for air conditioner | 4 |  | Hose connection plate, Outlet plenum air conditioner, Plenum channel unit, Plenum duct unit, Plenum for air conditioner, Plenum for airco unit, Plenum for airconditioning unit
EC011783 | EG019610 | Bituminous band | 3 |  | Bituminous band, Lead band
EC011784 | EG019610 | Bituminous roof shingle | 3 |  | Bituminous roof shingle, Roof shingles
EC011790 | EG020049 | Passive house unit | 3 |  | Passive house unit, Standing boiler with integrated burner, Ventilation appliance
EC011791 | EG020061 | Sewage inspection pit | 4 |  | Inspection pit, Sewage inspection pit
EC011793 | EG015230 | Duct cooler direct expansion (DX) | 3 |  | Cooling battery, Cooling battery DX, Duct cooler, Duct cooler direct expansion (DX), Water cooled
EC011794 | EG015280 | Heat pump water (brine)/water | 5 |  | Heat pump, Heat pump (brine/water), Heat pump (sole/water), Heat pump (water/water), Heat pump water (brine)/water, Heating heat pump
EC011796 | EG020063 | Urinal cover | 4 |  | Urinal cover
EC011797 | EG020250 | Lubrication and maintenance medium | 5 |  | Adhesive grease, All-purpose grease, Boiler noise silencer, Chain and adhesive lubricant, Chain saw oil, Cleansing spray for cylinders, Cooling lubricant, Copper paste, Corrosion inhibitor, Cutting device, Damper, Drill metal, Drilling paste, Dry lubricant, Flushing agent, Graphite, Graphite multi oil, Graphite ultra-fine flock, Grease spray, Grinding paste, High-performance grease, High-temperature assembly spray, Household oil, Leak sealant, Leak sealer, Lubricant, Lubricant and corrosion inhibitor, Lubrication and maintenance medium, Multispray, Oil, Penetrating oil, Precision mechanics oil, Protector, Protector substance, Rinse medium, Saw chain oil, Teflon based grease, Thread cutting oil, Thread cutting tool, Two-stroke motor oil, Unblocker, Vaseline, Vaselinespray, Weapon oil, Wire rope spray
EC011798 | EG019810 | Water puller | 4 |  | Floor squeegee, Mud pusher, Water puller
EC011799 | EG020063 | Bidet seat | 4 |  | Bidet seat, Cover, Seat
EC011800 | EG020049 | Micro CHP boiler | 4 |  | Micro CHP boiler
EC011801 | EG020051 | Module sanitary accessories | 4 |  | Built-in, Module sanitary accessories, Set sanitary accessories, Surface mounting
EC011802 | EG020051 | Set sanitary accessories | 5 |  | Glass holder, Holder for hairdryer, Mirror, Set sanitary accessories, Shaving set holder, Soap holder, Soap pump, Spare roll holder, Sponge holder, Toilet brush, Toilet roll holder, Toiletbutler, Toothbrush holder, Towel holder, Towel hook
EC011803 | EG020073 | Window wiper motor | 4 |  | Electric motor, Window wiper motor, Window wiper motor shipbuilding, Windowwiper motor
EC011804 | EG020073 | Window wiper arm | 5 |  | Window wiper arm, Window wiper arm shipbuilding, Windowwiper arm
EC011805 | EG020076 | Life raft | 3 |  | Inflatable raft, Life raft, Life saving, Liferaft
EC011806 | EG015140 | Fuel filter single (water separator) | 4 |  | Fuel filter, Fuel filter (separator), Fuel filter (water separator), Fuel filter single (water separator), Fuel filter single unit, Separator fuel oil, Separator fuel oil single unit, Water separator, Water separator single unit
EC011807 | EG020073 | Window wiper blade | 4 |  | Window wiper, Window wiper blade, Wiper blade
EC011808 | EG020016 | Tool trolley | 4 |  | Mobile rack, Mounting wheel car, Tool trolley, Trolley, Workshop trolley
EC011809 | EG020043 | Insert ring for friction ratchet | 4 |  | Friction ring, Friction ring for ratchet, Insert ring, Insert ring for friction ratchet, Ratchet
EC011810 | EG020043 | Friction ratchet | 5 |  | Friction ratchet, Friction wrench, Ratchet
EC011811 | EG020043 | Hook spanner | 3 |  | C-spanner, C-wrench, Caliper face spanner, Caliper face wrench, Capstan nut wrench, Face pin spanner wrench, Flange nutwrench, Hinging hook spanner, Hinging hook wrench, Hook spanner, Hook wrench, Pin wrench, Spanner, Two-hole nut driver, Wrench
EC011813 | EG020043 | Accessories/spare parts for screwdrivers | 4 |  | Accessoiries for screwdrivers, Accessories for screwdrivers, Accessories/spare parts for screwdrivers, Demagnetizer, Gauge torx, Handle for torque screwdriver, Handle torque screwdriver, Plug in blade cross, Plug in blade slot, Plug in blade torx, Safety ring, Spare part for screwdrivers, Spare parts for screwdrivers
EC011814 | EG020043 | Accessories/spare parts for momentum tools | 4 |  | Accessories for momentum tools, Accessories for torque wrenches, Accessories/spare parts for momentum tools, Basic housing for torque tester, Measuring instruments, Module, Mushroom head, Ratchet head dremometer, Ratchet lever, Reaction foot, Spare part, Spare part for momentum tools, Spare parts for momentum tools, Square for torque wrench, Test device, Tool holder, Torque screwdriver
EC011815 | EG020043 | Screwdriver set | 4 |  | Changeable screwdriver set, Crosshead screwdriver, Impact screw driver set, Screwdriver set, Screwdrivers, Set of interchangeable blades, Slotted screw driver, Torque screwdriver set, Torx screwdriver
EC011816 | EG020043 | Spanner set | 5 |  | Combination spanner, Combination spanner set, Combination wrench, Combination wrench set, Double head box spanner, Double head spanner, Double head spanner set, Double head wrench, Double open-end wrench set, Double ring wrench set, Doule joint wrench set, Fork spanner, Fork spanner set, Open-end spanner, Open-end spanner set, Open-end wrench, Open-ended spanner set, Pipe socket wrench set, Ratchet combination wrench set, Ring spanner, Ring spanner set, Ring wrench, Spanner set, Swivel head wrench set, Swivelhead spanner, Swivelhead spanner set, Swivelhead wrench, Tubular box spanner set, Wrench set
EC011817 | EG020042 | Pliers set | 3 |  | Cable tie tool, Circlip pliers, Combination pliers, Diagonal cutting nipper, Electronic pliers set, End cutting plier, Fencing pliers, Flat nose pliers, Grip pliers, Pincer, Pipe wrench, Pliers, Pliers set, Sealing pliers, Siphon plier, Telephone plier, Tool set, Washstand plier, Water pump plier, Wire stripper pliers
EC011818 | EG020043 | Swivel head spanner | 5 |  | Double ended socket spanner, Double ended socket wrench, Double ended spanner, Double hinge socket wrench, Double joint wrench, Doucle ended wrench, Joint wrench, Spanner, Swivel head spanner, Swivel head wrench, Wrench
EC011819 | EG020016 | Accessories/spare parts for toolbox, chest, trolley and workbench | 4 |  | Accessories for tool chest, Accessories for tool trolley, Accessories for toolbox, Accessories for toolbox, chest, trolley and workbench, Accessories for toolbox, trolley and workbench, Accessories for workbench, Accessories/spare parts for toolbox, chest, trolley and workbench, Anti-slip mat, Base plate, Crosswide divider, Crosswise divider, Distance module, Drawer, Filling shelf, Ground plate, Lengthwise divider, Machine holder, Paper roll holder, Perforated panel, Rear panel, Separator plastic, Separator steel, Socket outlet fixing plate, Spare part for toolbox, chest, trolley and workbench, Spare parts for tool chest, Spare parts for tool trolley, Spare parts for toolbox, Spare parts for toolbox, chest, trolley and workbench, Spare parts for workbench, Storage box, Tool clamp, Tool holder, Tool panel, Tray, Work plate, Workshop module, Writing support
EC011820 | EG020043 | Accessories/spare parts for spanner | 5 |  | Accessories for spanner, Accessories for wrench, Accessories/spare parts for spanner, Driving handle, Handgrip, High-speed swivel disc, Lever handle, Lighting, Plastic sleeve for impact wrench insert, Retaining clip for nuts, Retaining clip voor nuts, Safety pin, Safety ring, Safety splint, Spare part, Spare part for spanner, Spare parts for spanner, Spare strap for strap wrench, Tappet for caliper face spanner, Tappet for two holes nut driver, Tool holder
EC011822 | EG020042 | Accessories/spare parts for pliers and clamps | 4 |  | Acccessories for screw clamps, Accessories for pliers, Accessories for pliers and clamps, Accessories/spare parts for pliers and clamps, Adjustment, Adjustment for water pump pliers, Barrel spring for cable cutters, Cap, Clamping plate, Cutter head, Extension spring for self-adjusting crimping pliers, Feed pawl, Length stop, Locators for crimping pliers and crimping dies, Positioning aid, Pressure spring for diagonal cutter, Punch, Range of spare parts for water pump pliers, Self-clamping slip-on caps, Set, Slip-on caps, Spare cutter head for bolt cutters, Spare cutter head for cable shears, Spare cutter head for concrete mesh cutter, Spare die, Spare length stop for automatic insulation stripper, Spare part, Spare part for pliers and clamps, Spare parts for pliers and clamps, Spare punch, Spare tips for circlip pliers, Spiral spring for water pump pliers, Spring, Stamp, Test support, Test supports, Tip, Tool holder
EC011823 | EG020085 | Accessories/spare parts for cutting tools | 4 |  | Accessories for cutting tools, Accessories/spare parts for cutting tools, Calibration arbor, Calibration arbor for pipe cutters, Cutting wheel, Cutting wheel for pipe cutter, Deburrer, Deburring tool, Deburring tool for pipe cutter, Spare part for cutting tools, Spare parts for cutting tools
EC011824 | EG021001 | Accessories/spare parts for bending tools | 4 |  | Accessories for bending tools, Accessories/spare parts for bending tools, Base body, Bending former, Bending lever, Changeover construction set, Counter catch, Pump, Spare part for bending tools, Spare parts for bending tools
EC011825 | EG020083 | Accessories/spare parts for flanging tools | 5 |  | Accessories for flanging, Accessories for flanging tools, Accessories/spare parts for flanging tools, Cone, Spare part for flanging tools, Spare parts for flanging tools
EC011826 | EG020060 | Stone chisel and drift punch set | 4 |  | Arc punch set, Chisel, Chisel and drift punch set, Chisel and punch set, Chisel display, Chisel set, Drift punch, Drift punch set, Flat chisel, Pointed chisel, Punch set, Rivet head maker set, Rivet setter set, Semi round chisel, Splint punch set, Stone chisel and drift punch set, Straight chisel, V-shape chisel
EC011827 | EG020043 | Fitting for momentum tools | 4 |  | Bit holder fitting, Fitting for momentum tools, Fittings for momentum tools, Inbus fitting, Inserting box-end ratchet wrench, Inserting box-end wrench, Inserting open-end wrench, Internal hexagon fitting, Open end fitting, Open ring end fitting, Ractangular fitting, Ratchet fitting, Ratchet head, Ring end fitting, Spanner for torque wrench, Square fitting, Square head, Weld on fitting
EC011829 | EG020053 | Hammerhead | 4 |  | Carpenters hammer, Chisel hammer, Claw hammer, Copper hammer, Geolists hammer, Geologist's hammer, Glaziers hammer, Hammerhead, Head for hammer, Lead hammer, Magnetic hammer, Mason hammer, Nylon hammer, Paving hammer, Plastic hammer, Rubber hammer, Scaling hammer, Sledge hammer, Smith hammer, Spare hammer head, Welding chipping hammer, Wooden hammer
EC011830 | EG020053 | Handle for hammer | 4 |  | Hammer handle, Handle for hammer, Part hammer
EC011831 | EG020053 | Accessories/spare parts for hammer, chisel and punch | 4 |  | Accessories for chisel, Accessories for drift punch, Accessories for hammer, Accessories for hammer, chisel and drift punch, Accessories for hammer, chisel and punch, Accessories for punch, Accessories/spare parts for hammer, chisel and punch, Cap, Clamp piece, Hammer wedge, Impact head for face hammer, Inser for bush hammer, Klemstuk, Nylon dop, Rubber dop, Spare part for hammer, chisel and punch, Spare parts for chisel, Spare parts for hammer, Spare parts for hammer, chisel and punch, Spare parts for punch, Spare tapered collar, Spare tip, Stick protection, Tool holder
EC011833 | EG020092 | Accessories/spare parts for puller | 4 |  | Accessories for puller, Accessories/spare parts for puller, Brace, Bracket, Cross-beam, Cylinder tip, Extension rod, Flange separator, Flange seperator, Head, Hydraulic cylinder, Hydraulic cylinder/press, Hydraulic press, Pulling chuck, Pulling leg, Spare part for puller, Spare parts for puller, Spindle, Spindle hydraulic, Spindle pressure pad, Thread insert
EC011834 | EG020092 | Puller/slidehammer set | 3 |  | Ball bearing extractor set, Cartridge hook, Drive shaft puller, Internal pulling-off device, Oil filter hook, Puller set, Puller/slidehammer set, Pulley puller, Pulley puller set, Slide hammer set, Steering-wheel puller, Three-arm puller, Universal puller set, Wheel-hub puller
EC011835 | EG021003 | Pipe cleaning tool | 4 |  | Electrical unblocker, Extension flexible pipe cleaning shaft, Extractor, Flexible pipe cleaning shaft, Hand drain unblocker, Pipe cleaning machine, Pipe cleaning spring, Pipe cleaning tool, Unblocking drain, Unblocking drainage, Unpluging drain, Unpluging drainage
EC011836 | EG020043 | Stud screw wrench | 4 |  | Stud screw wrench, Stud screw wrench insert
EC011837 | EG020085 | Pocket knife/multifunctional tool | 4 |  | Bicycle tool, Blade knife, Cable knife, Circular cutter, Contour knife, Double cutter, Flap knife, Graphic designer knife, Graphic designer scalpel, Graphic knife, Graphic scalpel, Lead and work knife, Multifunctional tool, Multipurpose tool, Multitool, Penknife, Pocket knife, Pocket knife/multifunctional tool, Putty knife, Sailing tool, Stripping knife, Universal tool, Work knife
EC011838 | EG021004 | File/rasp set | 4 |  | Block file, File set, File/rasp set, Key file set, Rasp set, Round file, Semi round file, Square file, Three-square file
EC011839 | EG020086 | Countersink | 5 |  | Backwards countersink, Countersink, Countersink drill, Cross countersink, Deburring countersink, Mill counterbore, Rose countersink, Short countersink, Short taper countersink, Spotfacer
EC011840 | EG020086 | Countersink set | 3 |  | Countersink, Countersink drill set, Countersink set, Cross countersink set, Deburring countersink set, Plug-on countersink set, Spotfacer set
EC011841 | EG020092 | Bolt extractor | 4 |  | Bolt extractor, Extractor, Extractor for broken bolt, Internal extractor, Left tapping, Left tapping drill, Stud extractor, Wedge extraction forceps, Wedge extractor
EC011842 | EG020086 | Drill set | 4 |  | Breakthrough drill set, Concrete drill, Concrete driller set, Drill, Drill assortment, Drill bit set, Drill set, Drill tool set, Forstner bit set, Hammer drill set, Hard metal drill set, Metal drill, Multi purpose drill set, Percussion drill set, Plastic drill, Stainless steel drill, Steel drill, Stone drill, Twist drill set, Wood drill, Wood twist drill set, Wooden drill tool set
EC011843 | EG020073 | Window wiper nozzle | 3 |  | Nozzle, Nozzle head, Spray nozzle, Window wiper nozzle, Window wiper nozzle shipbuilding
EC011844 | EG020073 | Window wiper control | 3 |  | Window wiper control, Window wiper control shipbuilding, Wiper control, Wiper control panel, Wiper control switch
EC011845 | EG020073 | Fitting for window wiper | 2 |  | End piece, Fitting, Fitting for window wiper, Knee, Straight coupling, T-piece
EC011846 | EG020039 | Accessories/spare parts for window wiper system | 5 |  | Accessories for window washing system, Accessories for window wiper, Accessories for window wiper system, Accessories/spare parts for window wiper system, Bulkhead mount, Covering cap, Filler neck, Hand wiper, Hose, Panel, Panel for combination switch, Reservoir, Spare part for window wiper system, Spare parts for window wiper system, Square tube profile, Tubing retainer strip, Tubular profile, Window wiper handle, Wiper blade adapter, Wiper blade adaptor
EC011847 | EG020079 | Electric diaphragm pump | 4 |  | Diaphram pump, Electric diaphragm pump, Electric membrane pump, Membrane pump
EC011849 | EG015140 | Fuel filter duplex (water separator) | 4 |  | Fuel filter, Fuel filter (separator), Fuel filter (seperator), Fuel filter (water separator), Fuel filter (water seperator), Fuel filter duplex, Fuel filter duplex (water separator), Fuel filter duplex (water seperator), Fuel filter switchable unit, Separator fuel oil, Separator fuel oil duplex, Separator fuel oil switchable unit, Water separator, Water separator duplex, Water separator switchable unit
EC011850 | EG015520 | Hose nozzle | 4 |  | Firehose nozzle, Foam firehose nozzle, Foam jet pipe, Hose nozzle, Jet pipe, Nozzle, Water jet pipe
EC011851 | EG010110 | Feeler gauge | 3 |  | Feeler gauge, Feeler gauge set, Feeler gauge stock, Measuring pin, Nozzle gauge, Plug gauge, Radius gauge, Spark plug gauge, Thread gauge, Thread ring gauge, Valve feeler
EC011852 | EG020069 | Electrically controlled three-way control valve | 5 |  | 3-way valve, Control valve with actuator, Electric control valve, Electric three-way valve, Electric valve, Electrically controlled three-way control valve, Electrically operated three-way valve, Line ball valve, Mixing valve, Motorised valve, Motorized control valve, Motorized open close valve, Motorized two-way ball valve, Motorized valve, Pressure compensated control valve, Pressure independent control valve, Solar change-over valve, Two-way control valve
EC011853 | EG015140 | UV water purification filter | 4 |  | Drinking water purification, UV water purification filter, Ultraviolet filter, Ultraviolet purification filter, Ultraviolet water purification, Water filter, Water purification, Water purification filter
EC011854 | EG020063 | Control flushing system for drinking water | 3 |  | Control flushing system, Control flushing system for drinking water, Flush control system, Flush control system for drinking water, Main control, Software, Sub control
EC011855 | EG020030 | Staple | 4 |  | Fastener, Fine wire clamp, Flat wire bracket, Mouning staple, Ribbon wire clamp, Rivet, Staple, Staple nail, Staple pin, Staples, Thin back clamp
EC011857 | EG020076 | Life jacket | 3 |  | Air chamber jacket, Foam jacket, Gas life jacket, Life jacket, Life vest, Lifejacket, Rescue clothing, Rescue jacket
EC011858 | EG020076 | Life saving suit | 3 |  | Dry suit, Fire fighting suit, Firefighting suit, Floatation suit, Immersion suit, Life saving suit, Life suit, Rescue clothing, Rescue suit
EC011859 | EG020076 | Rescue boat | 4 |  | Boat, Inflatable boat, Libeboat, Life boat, Life saving, Rescue, Rescue boat
EC011860 | EG020086 | Milling cutter | 5 |  | Ball milling cutter, Bit for milling, Bit for milling machine, Bit for plunge router, Bit for router, Chamfering cutter, Copy cutter, Copy milling cutter, Counterbore milling cutter, Cutter, Cutter for milling machine, Cutter for router, Cutter for router machine, Deburring milling cutter, Disc cutter, Dovetail cutter, Drilling milling cutter, Edge forming cutter, End milling cutter, Engraver's milling cutter, Fillet milling cutter, Fold milling cutter, Groove cutter, High performance milling cutter, Hinge cutter, Hole milling cutter, Hollow edge forming cutter, Joining cutter, Keyway cutter, Laminate trim cutter, Milling cutter, Multi profile milling cutter, Panel cutter, Prick out milling cutter, Radius cutter, Rebating cutter, Rotary milling cutter, Roughing cutter, Rounding cutter, Shell end milling cutter, Slot cutter, Slotted hole milling cutter, Spiral cutter, Spiral milling cutter, Straight cutter, Switch blade cutter, T-slot cutter, Teeth milling cutter, Torus milling cutter, V-groove cutter, Weld point milling cutter, Woodruff cutter
EC011861 | EG020073 | Propeller protection | 3 |  | Prop guard, Propeller guard, Propeller protection, Propeller protector
EC011862 | EG020073 | Outboard engine | 3 |  | Boat engine, Boat motor, Engine, Outboard drive, Outboard engine, Outboard motor, Ship engine, Ship motor
EC011863 | EG020072 | Navigation light | 3 |  | All-round light, Boat lamp, Boat light, Direction light, Double light, Masthead light, Navigation bulb, Navigation lamp, Navigation light, Port light, Ship lamp, Ship light, Starboard light, Stern light, Tow light
EC011865 | EG020073 | Motor control cable | 3 |  | Control cable, Motor control, Motor control cable, Shifting cable, Throttle cable
EC011866 | EG020039 | Accessories/spare parts for motor control cable | 4 |  | Accessories for motor control cable, Accessories/spare parts for motor control cable, Ball joint, Bracket, Button, Cable brake, Cable clip, Clamp, Control, Damper, Dual station unit, Eye, Fork end, Pivot, Plate, Spare part for motor control cable, Spare parts for motor control cable, Spindle
EC011867 | EG020076 | Lifebuoy | 4 |  | Bouy, Kisby ring, Life preserver, Lifebelt, Lifebuoy, Lifering, Lifesaver, Perry buoy, Ring buoy
EC011868 | EG020076 | Accessories/spare parts for life saving equipment | 5 |  | Accessories for life saving equipment, Accessories/spare parts for life saving equipment, Axe, Battery, Battery/accumulator, Belt, Bobbin, CO2 cylinder, Clip, Lifeline, Lifeline (fall arrest), Lifenet, Mounting material, Release hook, Release unit, Repair kit, Spare part for life saving equipment, Spare parts for life saving equipment, Thermal protective aid
EC011869 | EG020076 | Oxygen bottle | 4 |  | Air bottle, Air cylinder, Gas bottle, Gas cylinder, Oxygen bottle, Oxygen cylinder
EC011870 | EG020076 | Emergency beacon | 4 |  | AIS, AIS-beacon, Beacon, EPIRB, EPIRB-beacon, Emergency beacon, GPS beacon, MOB, MOB-beacon, PLB, PLB-beacon, Rescue beacon, SART, SART-beacon
EC011872 | EG015810 | Base station for portable gas detector | 3 |  | Base station, Base station for gas detection, Base station for portable gas detector, Charger for gas detection, Charger for portable gas detector, Docking station, Docking station for portable gas detection, Docking station for portable gas detector
EC011873 | EG020003 | Steel angle profile | 5 |  | Angle bar, Angle profile, Angle profile, steel, Equal angle profile, Metal angle bar, Metal angle profile, Profile, Steel angle profile, Unequal angle profile
EC011874 | EG019730 | Hexagonal metal rod | 4 |  | Aluminium bar, Aluminium rod, Bar, Bar hexagon, Brass bar, Brass rod, Bronze bar, Bronze rod, Copper bar, Copper rod, Hexagonal aluminium bar, Hexagonal aluminium rod, Hexagonal bar, Hexagonal brass bar, Hexagonal brass rod, Hexagonal bronze bar, Hexagonal bronze rod, Hexagonal copper bar, Hexagonal copper rod, Hexagonal metal bar, Hexagonal metal rod, Hexagonal rod, Hexagonal stainless steel bar, Hexagonal stainless steel rod, Hexagonal steel bar, Hexagonal steel rod, Metal bar, Metal rod, Rod, Rod hexagon, Stainless steel bar, Stainless steel rod, Steel bar, Steel rod
EC011875 | EG019730 | Round metal rod | 4 |  | Aluminium bar, Aluminium rod, Bar, Bar round, Brass bar, Brass rod, Bronze bar, Bronze rod, Copper bar, Copper rod, Metal bar, Metal rod, Rod, Rod round, Round aluminium bar, Round aluminium rod, Round bar, Round brass bar, Round brass rod, Round bronze bar, Round bronze rod, Round copper bar, Round copper rod, Round metal bar, Round metal rod, Round rod, Round stainless steel bar, Round stainless steel rod, Round steel bar, Round steel rod, Stainless steel bar, Stainless steel rod, Steel bar, Steel rod
EC011876 | EG019730 | Rectangular metal rod | 4 |  | Aluminium bar, Aluminium rod, Bar, Brass bar, Brass rod, Bronze bar, Bronze rod, Copper bar, Copper rod, Flat aluminium bar, Flat aluminium rod, Flat bar, Flat brass bar, Flat brass rod, Flat bronze bar, Flat bronze rod, Flat copper bar, Flat copper rod, Flat metal bar, Flat metal rod, Flat rod, Flat stainless steel bar, Flat stainless steel rod, Flat steel bar, Flat steel rod, Metal bar, Metal rod, Rectangular aluminium bar, Rectangular aluminium rod, Rectangular bar, Rectangular brass bar, Rectangular brass rod, Rectangular bronze bar, Rectangular bronze rod, Rectangular copper bar, Rectangular copper rod, Rectangular metal bar, Rectangular metal rod, Rectangular stainless steel bar, Rectangular stainless steel rod, Rectangular steel bar, Rectangular steel rod, Rod, Rod flat, Rod rectangular, Stainless steel bar, Stainless steel rod, Steel bar, Steel rod
EC011877 | EG015280 | Fireplace surround | 2 |  | Chimney, Fire surround, Fireplace casing, Fireplace surround, Hearth
EC011878 | EG000053 | Battery (lead) for vehicles and applications | 5 |  | AGM battery, Accumulator, Battery, Battery (lead), Battery (lead) for applications, Battery (lead) for vehicles and applications, Battery for applications, Battery for boat, Battery for maritieme, Battery for ship, Battery for vehicles and applications, Battery for vessel, Battery for watercraft, Emergency battery, Gel battery, Lead battery, Rechargeable battery, Semi-traction battery, Start battery, Starter battery, Storage battery, Traction battery, Watercraft battery
EC011879 | EG000060 | Geotextile | 4 |  | Filter pad, Geotextile, Membrane, Net / Mesh
EC011880 | EG020055 | Concrete plate | 4 |  | Concrete plate
EC011881 | EG020061 | Infiltration unit | 5 |  | Drainage box, Drainage unit, Infiltration box, Infiltration unit
EC011882 | EG020073 | Stern tube passage | 3 |  | Passage, Stern passage, Stern tube, Stern tube passage, Sterntube passage
EC011885 | EG019710 | Bulb flat profile, steel | 5 |  | Bulb flat profile, steel, Flat bulb, Flat bulb steel, Holland profile, Holland profile steel, Profile steel, Steel bulb flat profile, Steel profile, Steel rod
EC011886 | EG020073 | Rudder blade | 3 |  | Blade, Double plate rudder, Rudder, Rudder blade, Single plate rudder
EC011887 | EG020073 | Rudder stock | 3 |  | Rudder, Rudder shaft, Rudder stock, Rudder stock shaft
EC011888 | EG020073 | Rudder trunk | 2 |  | Rudder, Rudder stock tube, Rudder trunk
EC011889 | EG020073 | Rudder stock with blade | 3 |  | Pintle rudder, Rudder, Rudder stock with blade, Spade rudder
EC011890 | EG020003 | T-profile, steel | 4 |  | Steel T-profile, Steel T-section, Steel profile, T, T-profile, T-profile, steel, T-steel, T-steel profile, Tee, Tee steel
EC011891 | EG019710 | T-profile, aluminium | 4 |  | Aluminium T-profile, Aluminum profile, Profile aluminium, T, T-aluminium, T-profile, T-profile aluminium, T-profile, aluminium, Tee, Tee aluminium
EC011892 | EG019710 | Stainless steel T-profile | 3 |  | Profile stainless steel, Stainless steel T-profile, Stainless steel profile, T, T-profile, T-profile stainless steel, T-profile, stainless steel, T-stainless steel, Tee, Tee stainless steel
EC011893 | EG019710 | U-profile, steel | 5 |  | Profile steel, Steel U-profile, Steel profile, U, U-profile, U-profile steel, U-profile, steel, U-steel
EC011894 | EG019710 | U-profile, aluminium | 4 |  | Aluminium U-profile, Aluminium profile, Profile aluminium, U, U-aluminium, U-profile, U-profile aluminium, U-profile, aluminium
EC011895 | EG019710 | Stainless steel U-profile | 3 |  | Profile stainless steel, Stainless steel U-profile, Stainless steel profile, U, U-profile, U-profile stainless steel, U-profile, stainless steel, U-stainless steel
EC011896 | EG020073 | Exhaust pipe passage | 3 |  | Bulkhead pipe passage, Exhaust pipe passage, Flanged pipe passage, Hull exhaust passage, Passage, Pipe passage
EC011897 | EG020073 | Deck pipe passage | 2 |  | Deck pipe passage, Exhaust pipe passage, Flanged pipe passage, Passage, Pipe passage
EC011898 | EG015540 | Grease nipple | 4 |  | Ball grease nipple, Bayonet grease nipple, Button head grease nipple, Concave grease nipple, Cone grease nipples, Grease nipple, Hexagonal head grease nipple, Hydraulic grease nipples, Hydraulic/cone grease nipples, Oil nipple, Recessed grease nipple
EC011902 | EG020250 | Absorption grain | 5 |  | Absorption grain
EC011904 | EG020092 | Tyre lever | 5 |  | Tire lever, Tyre lever, Tyre levers, Tyre runner
EC011908 | EG020042 | Brake spring pliers | 3 |  | Brake spring pliers
EC011909 | EG020042 | Balance weight pliers | 4 |  | Balance weight pliers
EC011910 | EG020042 | Door spring pliers | 4 |  | Door spring plier, Door spring pliers
EC011911 | EG020042 | Valve spring tool | 4 |  | Valve seating-ring pliers, Valve spring compressor, Valve spring plier, Valve spring tool
EC011912 | EG020042 | Piston ring pliers | 3 |  | Piston ring plier, Piston ring pliers
EC011913 | EG020042 | Special grip pliers/connector pliers | 5 |  | Canon-connector pliers, Connector pliers, Special grip pliers / connector pliers, Special grip pliers/connector pliers, Special pipe pliers
EC011914 | EG020042 | Offsetting pliers with punch | 5 |  | Grip connection plier, Offsetting pliers with punch, Profile pliers, Punch pliers, Revolving punch pliers, Tile nibbling pincer
EC011916 | EG021003 | Hose clip pliers | 5 |  | Hose clamp pliers, Hose clip plier, Hose clip pliers
EC011917 | EG020042 | Saw set master pliers | 5 |  | Saw set master plier, Saw set master pliers
EC011918 | EG020083 | Flanging tool | 4 |  | Bend open pliers, Clinching pliers, Corner folding pliers, Deck pliers, Flanging pliers, Flanging tool, Fold belding pliers, Fold bend up pliers, Fold pliers, Gutter bracket turning pliers, Pressure plier, Seaming and clinching pliers, Seaming iron, Sheet metal pliers, Sheet metal working tool
EC011919 | EG020042 | Pliers wrench | 5 |  | Combination plane, Key plier, Multiple slip joint spanner, Pliers wrench
EC011920 | EG021004 | Plane | 4 |  | Bench plane, Combination plane, Groove plane, Hand plane, Jointer plane, Nose plane, Plane, Planer, Shave plane, Shoulder plane, Veneer cutter
EC011923 | EG021004 | Accessories/spare parts for plane | 4 |  | Accessories for plane, Accessories/spare parts for plane, Chisel, Knife, Plane chisel, Shredder, Spare part for plane, Spare parts for plane
EC011925 | EG020055 | Sandwich panel | 5 |  | ACM, ACP, Aluminium composite material, Aluminium composite panel, Aluminium sandwich panel, Aluminium sandwich plate, Panel, Plate, Sandwich panel, Sandwich plate
EC011926 | EG021004 | Scraper | 3 |  | 3-Square scraper, Concrete scraper, Flat scraper, Gasket scraper, Hard metal flat scraper, Scraper, Sealing scraper, Spoon scraper, Three-edged hollow ground scraper, Three-square hollow scraper
EC011927 | EG020030 | Handheld tacker | 3 |  | Hammer stapler, Hammer tacker, Hammerstapler, Hand tacker, Handheld tacker, Handstapler, Handtacker, Manual tacker, Stapling plier, Tacker, Tacker handheld, Tacker, handheld
EC011929 | EG020030 | Staple remover | 4 |  | Staple remover
EC011930 | EG020083 | V-block | 5 |  | Magnetic v-block, V-block, V-block set, Work piece holder
EC011932 | EG019710 | Bulb flat profile, aluminium | 4 |  | Aluminium bulb flat profile, Aluminium profile, Aluminium rod, Bulb flat profile, aluminium, Flat bulb, Flat bulb aluminium, Holland profile, Holland profile aluminium, Profile aluminium
EC011933 | EG020053 | Drill bit sharpening machine | 4 |  | Drill bit sharpener, Drill bit sharpening machine, Drill grinder, Drill sharpening device, Twist drill grinding device
EC011934 | EG020083 | Sprinkler reamer | 4 |  | Sprinkler reamer, Sprinkler reamer set
EC011935 | EG020043 | Wrench with T-bar | 3 |  | Clamping system, T-wrench, Wrench with T-bar
EC011936 | EG021004 | Grinding stone | 5 |  | Abrasive wheel ceramics, Abrasive wheel sillicumcarbide, Diamond grindstone, Dressing stone, Gouge stone, Grind stone, Grinding stone, Scythe stone, Sharpening stone, Whetstone
EC011937 | EG021004 | Burr | 5 |  | Angle grinder pin, Burr, Burr cylindrical, Cylinder round point, Grinding pen
EC011938 | EG021004 | Flap wheel | 5 |  | Flap grinder, Flap wheel, Grinding lamella
EC011939 | EG021004 | Sanding paper block/board | 5 |  | Acccessories for sanding paper, Diamond hand grinding block, Grinding board, Hand block, Hand grinder, Hand sanding block, Sander block natural cork, Sanding block, Sanding block/board, Sanding board, Sanding cork, Sanding paper block/board, Sanding paper holder, Shaft grinder
EC011941 | EG021004 | Belt holder | 4 |  | Belt holder, Grinding belt holder, Grinding cup support, Grinding sleeve holder, Rubber carrier, Sanding belt holder, Sanding sleeve holder
EC011942 | EG021004 | Grinding wheel dresser | 4 |  | Grinding wheel dresser, Grinding wheel sharpener, Handlapper, Sanding wheel dresser, Sanding wheel sharpener
EC011943 | EG021004 | Accessories/spare parts for grinding/sanding tools | 5 |  | Abrasive cleaning stick, Accessories for angle grinder, Accessories for grinding tools, Accessories for grinding wheel dresser, Accessories for grinding wheel dresser axle, Accessories for grinding/sanding tools, Accessories for sanding tools, Accessories/spare parts for grinding/sanding tools, Adapter, Adapter M14, Adapter for angle grinder, Adaptor, Cutting stand for angle grinder, Grinding disc dresser, Hole on thread, Roll, Sanding belt cleaner, Spare dresser, Spare part for grinding/sanding tools, Spare parts for angle grinder, Spare parts for grinding tools, Spare parts for grinding/sanding tools, Spare parts for sanding tools, Thread adapter
EC011944 | EG021004 | Steel wool | 2 |  | Cupper wool, Grinding steel, Metallic wool, Sanding steel, Stainless steel wool, Steel fabric, Steel wool
EC011947 | EG020050 | Tire pressure gauge | 2 |  | Tension control, Tire pressure gauge
EC011948 | EG020056 | Accessories/spare parts for tiles | 4 |  | Accessories for tiles, Accessories/spare parts for tiles, Grout cleaning tool, Grout cleanser, Pliers (metal), Pliers (plastic), Spare part for tiles, Spare parts for tiles, Tile oil, Wedge
EC011949 | EG021004 | Glass scraper | 5 |  | Glass cleaner, Glass scraper, Window cleaner, Window scraper
EC011950 | EG020085 | Glass cutter | 4 |  | Glass cutter, Glass knife
EC011951 | EG021001 | Pressure roller | 5 |  | Floor roller, Hand roller, Pressure roller, Pressure roller tool, Pressure rolling tool, Veneer roller, Wall covering applicator, Wall covering pressure roller, Wall covering roller
EC011952 | EG020041 | Agitator (electric) | 5 |  | Agigator, Agitator, Agitator (electric), Concrete agigator, Electric agitator, Mixer, Mixing machine, Mixing tool, Paddle mixer drill
EC011953 | EG020016 | Anvil | 4 |  | Anvil, Sharping anvil, Single horn anvil
EC011955 | EG021000 | Motor mechanics stethoscope | 3 |  | Motor mechanics stethoscope
EC011956 | EG020024 | Automotive special tool | 3 |  | Automotiv tools, Automotive special tool, Clutch alignment tool, Extractor pliers, Fuel hose clamp, Heater plug socket pliers, Plastic lever bar, Pull hook for rubber exhaust mountings, Spark plug connector pliers, Spark plug socket wrench, Special automotiv tool, Special ring spanner, Universal alignment tool for automobile doors, Valve grinding tool
EC011958 | EG000053 | Battery box | 5 |  | Battery box, Battery case, Battery container, Battery storage box, Battery storage case, Battery storage container
EC011959 | EG020033 | Concrete mixing machine (electric) | 5 |  | Concrete mixer, Concrete mixing drum, Concrete mixing machine, Concrete mixing machine (electric)
EC011960 | EG000053 | Battery charger | 5 |  | Accumulator charger, Battery charger, Ship battery charger, Storage battery charger, Vehicle battery charger
EC011961 | EG017960 | Display stand | 5 |  | Display stand, Floor stand, Floor stand with small plastic boxes, Glass rack, Hole saw stand, Sales display
EC011962 | EG020016 | Jerrycan | 4 |  | Canister, Fuel canister, Gasoline can, Jerrican, Jerrycan, Pouring pitcher, Water canister, Wide neck can
EC011963 | EG020016 | Accessories/spare parts for jerrycan | 4 |  | Accessories for jerrycan, Accessories/spare parts for jerrycan, Cap, Holder, Jerrican, Jerrycan, Key, Pump, Sealing ring, Spare part for jerrycan, Spare parts for jerrycan, Spout, Tap
EC011964 | EG010110 | Measuring cup | 4 |  | Measuring cup, Measuring cylinder, Measuring jug, Measuring pitcher, Pouring pitcher
EC011966 | EG021006 | Stud (quarter turn fastener) | 4 |  | Ball studs, Quarter turn fastener, Stud (Furniture fastening), Stud (quarter turn fastener), Studs, Studs with knurled knob, Studs with knurled slotted knob, Studs with slotted head, Studs with wing head
EC011968 | EG020017 | Gear wheel | 4 |  | Gear wheel, Toothed wheel
EC011969 | EG021006 | Key (wedge) | 4 |  | Bright key, Disc spring, Fitted key, Gib head flat key, Gib head key, Gib head saddle key, Key, Key (wedge), Key bar steel, blank, Parallel key high type, Saddle key, Taper key gip head, Wedge, Woodruff key
EC011970 | EG020017 | Knurled knob | 4 |  | Knurled knob, Knurled knob for hexagon bolts and nuts, Knurled knob for hexagon socket screws, Knurled thumb screw
EC011971 | EG020017 | Cardan joint | 4 |  | Cardan joint, Cardan joint double, Cardan joint single
EC011972 | EG021006 | Fork joint | 5 |  | Fork joint, Joint fork
EC011973 | EG020054 | Toggle clamp | 4 |  | Hook type toggle clamp, Hook type toggle clamp horizontal, Hook type toggle clamp vertical, Horizontal acting toggle clamp, Pipe tensioner, Precision tensioner, Push-pull type toggle clamp, Toggle clamp, Vertical acting toggle clamp
EC011974 | EG020054 | Accessories/spare parts for toggle clamp | 5 |  | Accessories for hook type toggle clamp, Accessories for push-pull type toggle clamp, Accessories for toggle clamp, Accessories/spare parts for toggle clamp, Base plate, Bolt stop, Counter catch, Cross support, Gland, Protection cap, Protective cap strip, Roller chain, Set, Spare part for toggle clamp, Spare parts for toggle clamp, Tension socket, Tensioning edge
EC011975 | EG020012 | Locking bar guide | 4 |  | Guide for locking bar for pawl latch, Locking bar guide, Locking bar guides
EC011976 | EG020004 | Locking bar for pawl latch | 5 |  | Locking bar for pawl latch, Pawl latch, Pawl latches
EC011977 | EG020017 | Retaining spring | 5 |  | Conical retaining spring, Locking spring, Retaining spring, Tension spring
EC011978 | EG021006 | Spring plate (quarter turn fastener) | 4 |  | Rivet spring plate, Rivet springs, Slide spring plate, Slip-on spring receptacle, Spring bracket, Spring plate, Spring plate (quarter turn fastener), Weld spring plate, Weld spring plates
EC011979 | EG021006 | Receptacle clip (quarter turn fastener) | 3 |  | Front load receptacle, Quarter turn fastener, Receptacle clip (quarter turn fastener), Receptacle clip / three part clip, Three part clips
EC011980 | EG020003 | H/I-profile, steel | 5 |  | H/I-profile, steel, Steel H beam, Steel H profile, Steel H-Profile, Steel H-beam, Steel H/I-profile, Steel beam, Steel profile
EC011981 | EG020043 | Extractor set for screws/bolts | 4 |  | Bolt extractor, Bolt extractor assortment, Bolt extractor set, Extractor set for bolts/screws, Extractor set for screws/bolts, Internal extractor set, Screw extractor set, Set bolt extractors, Stud extractor set, Thread repair set
EC011982 | EG000061 | GMAW welding torch | 3 |  | GMAW welding, GMAW welding torch, MAG welding torch, MIG welding torch, Welding torch
EC011983 | EG000061 | GTAW welding torch | 3 |  | GTAW welding torch, TIG welding torch, Welding torch
EC011984 | EG000061 | Accessories/spare parts for welding equipment | 3 |  | Accessories for welding equipment, Accessories/spare parts for welding equipment, Bandeau, Chin protector, Facing disc, Flintstone, Headband, Holder, Protective screen, Seal, Sealing, Shield, Spare part for welding equipment, Spare parts for welding equipment, Sweatband, Welding cap, Welding chipping hammer, Welding wimple
EC011985 | EG020072 | Accessories/spare parts for voice-/data recorder | 4 |  | Accessories for VDR, Accessories for black box, Accessories for data recorder, Accessories for data recording, Accessories for voice-/data recorder, Accessories/spare parts for voice-/data recorder, Battery/accumulator, Spare part for voice-/data recorder, Spare parts for data recorder, Spare parts for voice recorder, Spare parts for voice-/data recorder
EC011986 | EG000038 | Accessories/spare parts for handheld transceiver | 2 |  | Accessories for handheld transceiver, Accessories for radio apparatus, Accessories/spare parts for handheld transceiver, Antenna, Antenna handheld transceiver, Battery handheld transceiver, Battery/accumulator, Clip, Clip handheld transceiver, Spare part for handheld transceiver, Spare parts for handheld transceiver
EC011987 | EG020072 | Locating beacon for voyage data recorder | 3 |  | Locating beacon, Locating beacon VDR, Locating beacon for voice-/data recorder, Locating beacon for voyage data recorder, Location beacon, Location beacon VDR, Location beacon for voice-/data recorder, Location beacon for voyage data recorder, VDR locating beacon, VDR location beacon
EC011988 | EG020072 | GPS receiver | 4 |  | GPS antenna, GPS receiver, Global positioning system receiver
EC011989 | EG020073 | Marine cable passage | 3 |  | Bulkhead cable passage, Cable passage, Marine cable passage
EC011990 | EG020073 | Frame for marine cable passage | 3 |  | Frame, Frame for cable passage, Frame for marine cable passage, Framework for cable passage, Framework for marine cable passage, MCT, Mount for cable passage, Mount for marine cable passage, Multi cable transit
EC011991 | EG020073 | Ship door | 3 |  | Bulkhead hatch, Cabin door, Door, Fire door, Fire resistant door, Ship door, Ship doors, Splash proof door, Water tight door, Weather tight door
EC011992 | EG020073 | Door frame for ship door | 3 |  | Door frame, Door frame for ship door, Frame for bulkhead hatch, Frame for cabin door, Frame for fire door, Frame for ship door
EC011993 | EG020073 | Water injection piece for exhaust | 3 |  | Injection piece for exhaust, Water injection piece, Water injection piece for exhaust, Water injection piece for exhaust cooling, Water injection piece for wet exhaust
EC011994 | EG020073 | Flexible coupling for powertrain | 4 |  | Elastic coupling, Flexible coupling, Flexible coupling for powertrain, Flexible coupling for propulsion, Marine flexible coupling
EC011995 | EG021004 | Burr set | 4 |  | Burr cylindrical, Burr set, Grinding pen set
EC011996 | EG020017 | Spring plunger | 5 |  | Ball plunger, Slotted spring plungers with ball, Spring plunger, Stubby plunger
EC011997 | EG020085 | Saw-horse | 5 |  | Ball-bearing carrier, Ball-bearing saw-horse, Ball-bearing support, Combination, Roll and ball-bearing carrier, Roll carrier, Roll saw-horse, Roll support, Saw-buck, Saw-horse, Sawhorse, Support buck, Trestle
EC011998 | EG021006 | Multiple bar connector | 3 |  | Multi connector, Multiple bar connector, Multiple connector
EC011999 | EG021006 | Tolerance compensator (quarter turn fastener) | 3 |  | Compensator ring, Protective cup, Quarter turn fastener, Tolerance compensator (quarter turn fastener), Tolerance ring
EC012000 | EG020004 | Hinge for doors/gates | 5 |  | Chest hinge, Door hinge, Flap hinge, Furniture hinge, Gate hinge, Hinge, Hinge for doors and gates, Hinge for doors/gates, Piano hinge, Project hinge, Refrigerator hinge, Rod hinge, Screw hinge, Table hinge, Weld hinge, Welding hinge, Wide throw hinge
EC012001 | EG020012 | Accessories/spare parts for hinge | 4 |  | Accessories for hinge, Accessories/spare parts for hinge, Adapter for mounting plate, Adaptor for mounting plate, Cover cap, Covering cap, Covering cap for hinge, Damper, Damping unit, Door adaptor, Hinge pin, Hinge ring, Hinge washer, Opening angle limiter, Opening limiter, Opening system, Pin, Ring, Spare part for hinge, Spare parts for hinge
EC012002 | EG020045 | Assortment box fastening material | 5 |  | Assortment box fastening material, Assortment box fixation material, Disc assortment, Linch pin assortment, Lubricating nipple assortment, Plasterboard fixing assortment, Range of rivets, Splint assortment, Spring cotter pin selection, Spring cotter pin set, Spring pin assortment, Spring washer selection, Spring washer set, Srew and plug assortment, Yacht assortment
EC012003 | EG020017 | Ball joint | 5 |  | Ball joint, Ball joint left, Ball joint right
EC012004 | EG020250 | Primer paint | 5 |  | Activator, Adhesive, Base coat, Bonding agent, Bonding enhancer, Glue distribution trowel, Ground coat, Mounting tool, Primer, Primer coat, Primer paint, Priming paint, Setting lotion, Undercoat
EC012005 | EG020073 | Propeller shaft | 3 |  | Prop shaft, Prop shaft with propeller, Propeller shaft, Propeller shaft assembly, Propeller shaft with propeller, Stern tube
EC012006 | EG020073 | Flange for propeller shaft | 3 |  | Flange, Flange for propeller, Flange for propeller shaft, Flange for stern tube, Propeller flange, Propeller shaft flange
EC012007 | EG020073 | Sealing for propeller shaft | 4 |  | Gland seal, Gland seal for propeller shaft, Lip ring, Lip seal for propeller shaft, Mechanical seal, Mechanical seal for propeller, Propeller seal, Propeller shaft seal, Seal for propeller, Seal for propeller shaft, Seal for stern tube, Sealing for propeller shaft, Sealing for stern tube
EC012008 | EG020073 | Rope guard for stern tube | 3 |  | Rope guard, Rope guard for stern tube, Rope guard for sterntube, Stern tube rope guard, Sterntube rope guard
EC012009 | EG020073 | Strut for stern tube | 3 |  | Stern tube strut, Sterntube strut, Strut, Strut for stern tube, Strut for sterntube
EC012011 | EG020073 | Stern tube | 4 |  | Propeller shaft with pipe, Stern tube, Sterntube
EC012012 | EG020073 | Toggle plate | 4 |  | Flat toggle plate, Raised toggle plate, Toggle plate
EC012013 | EG020016 | Locker for keys | 4 |  | Emergency key box, Emergency key cabinet, Emergency key locker, Key box, Key cabinet, Key security, Locker for keys
EC012014 | EG020039 | Accessories/spare parts for propeller, propeller shaft and stern tube | 4 |  | Accessories for prop, Accessories for prop shaft, Accessories for propeller, Accessories for propeller shaft, Accessories for propeller, -shaft and stern tube, Accessories for propeller, propeller shaft and stern tube, Accessories for stern tube, Accessories for sterntube, Accessories/spare parts for propeller, propeller shaft and stern tube, Blind plate, Blind plate for propeller, Propeller boss, Propeller hub, Ring, Ring for propeller, Spare part for propeller, propeller shaft and stern tube, Spare parts for propeller, Spare parts for propeller shaft, Spare parts for propeller, propeller shaft and stern tube, Spare parts for stern tube, Spare set, Tool, Tool for propeller
EC012015 | EG020007 | Eye wash bottle | 4 |  | Emergency shower, Eye dropper bottle, Eye irrigation bottle, Eye irrigation bottle set, Eye shower, Eye wash bottle, Eye wash bottle with holder, Eye wash station, Eyewash bottle, Work protection
EC012016 | EG020007 | Holder for eye wash bottle | 4 |  | Belt bag for eye irrigation bottle, Eye shower, Holder for eye wash bottle, Holder for eye wash station
EC012017 | EG000046 | Accessories/spare parts for personal protection | 4 |  | Accessories for ear muff, Accessories for ear protection, Accessories for earplug, Accessories for eye protection, Accessories for eye, ear and facial protection, Accessories for eye, ear, facial and head protection, Accessories for facial protection, Accessories for facial shield, Accessories for head protection, Accessories for personal protection, Accessories for protective glasses, Accessories for protective goggles, Accessories for protective helmet, Accessories for protective spectacles, Accessories/spare parts for personal protection, Adapter, Adaptor, Air conditioner, Air filter, Air filter unit, Bag, Battery, Box, Buckle, Cap, Case, Charger, Chin strap, Chinstrap, Clamp, Cleaning set, Cleansing tissue, Clip, Clip-on glasses, Closing cap, Cord, Cover, Detergent, Disinfectant, Dispenser, Dust filter, End cap, Etui, Face protection shield, Gas filter, Glasses strap, Hard hat liner, Head rest, Headband, Helmet holding device, Hood, Hose, Hygiene kit, Hygiene set, Insert, Lens, Mounting bracket, Neck guard, Nose bridge, Screen, Seal, Sealing, Shield, Side- and upper flap, Spare part for personal protection, Spare parts for personal protection, Storage box, Strap, Suspension, Suspension helmet, Sweatband, Visor
EC012019 | EG020073 | Cover plate for exhaust | 4 |  | Cover for exhaust, Cover plate, Cover plate for exhaust, Exhaust cover plate, Exhaust flap, Flap, Flap for exhaust, Non-return valve for exhaust
EC012020 | EG020073 | Marine propeller | 3 |  | Azimuth thruster propeller, Bow thruster propeller, Controllable pitch azimuth thruster propeller, Controllable pitch open propeller, Controllable pitch propeller, Controllable pitch thruster propeller, Counter-rotating propeller, Fixed pitch open propeller, Fixed pitch propeller, Fixed pitch thruster propeller, Marine propeller, Maritieme propeller, Propeller, Transverse thruster propeller, Waterjet impeller
EC012021 | EG019710 | Angle profile, stainless steel | 4 |  | Angle bar, Angle profile, Angle profile, stainless steel, Equal angle profile, Metal angle bar, Metal angle profile, Profile, Stainless steel angle profile, Unequal angle profile
EC012022 | EG019710 | Angle profile, aluminium | 4 |  | Aluminium angle profile, Angle bar, Angle profile, Angle profile aluminium, Angle profile, aluminium, Equal angle profile, L-profile, Metal angle bar, Metal angle profile, Profile, Unequal angle profile
EC012023 | EG020035 | Roll-down curtain | 3 |  | Blackout roller blind, Curtain, Drop-down curtain, Roll-down curtain, Rolling curtain
EC012024 | EG020035 | Curtain rail | 4 |  | Curtain rail, Curtain rails, Rails for curtain
EC012025 | EG020039 | Accessories/spare parts for ship window | 4 |  | Accessories for ship window, Accessories for window, Accessories/spare parts for ship window, Lining, Mold, Mould, Spare part for ship window, Spare parts for ship window, Upholstering
EC012026 | EG020073 | Escape hatch | 4 |  | Escape hatch, Hatch
EC012027 | EG021003 | Locking strip insert tool | 3 |  | Locking strip insert tool, Puller, Puller for inserting locking strips
EC012028 | EG020073 | Panel for ship panelling | 4 |  | Accommodation ceiling, Accommodation walls, Dashboard panel, Fire retardant panel, Furniture, Panel, Panel for joinery, Panel for ship panelling, Wheelhouse ceiling, Wheelhouse walls
EC012029 | EG020008 | Rubber dry glazing seal | 4 |  | Dry glazing, Dry glazing seal, Rubber dry glazing seal
EC012030 | EG019710 | Plastic string for rubber key glass carrier section | 4 |  | Plastic string, Plastic string for rubber key glass carrier section, Plastic string for window rubber
EC012031 | EG020079 | Gear pump | 5 |  | Gear pump, Hydraulic gear pump, Pump with gears
EC012032 | EG020073 | Chain stopper | 4 |  | Chain stopper, Chainstopper, Stopper
EC012033 | EG020073 | Hook for chain stopper | 3 |  | Chain stopper hook, Chainstopper hook, Hook for chain stopper
EC012034 | EG020049 | Heat pump (air/water) monobloc type | 5 |  | Exhaust air heat pump, Heat pump, Heat pump (air/water), Heat pump (air/water) monobloc type, Heat pump (air/water) monoblock type, Heating heat pump
EC012035 | EG020049 | Heat pump (air/water) split type | 5 |  | Heat pump, Heat pump (air/water) split type, Heating heat pump, Pump
EC012036 | EG021001 | Grease gun | 4 |  | Grease device, Grease gun, Grease injector, Grease press, Greaser, Lubricator
EC012037 | EG000046 | Fall arrest device | 3 |  | Connection device, Fall arrest, Fall arrest block, Fall arrest device, Fall arrest system, Fall arrester, Galvanised cable, Height safety device, Load-securing equipment, Plastic belt, Rappelling and rescue appliance, Safety harness, Stainless steel cable, Work protection
EC012038 | EG000046 | Safety harness | 3 |  | Fall protection harnass, Fire brigade safety belt, Handle belt, Harness, Rescue harness, Rescue loops, Safety belt, Safety harness, Safety loop, Safety strap, Tether, Veiligheidsgordel
EC012039 | EG000046 | Throw line | 3 |  | Throw line, Throw line fall protection, Throw rope
EC012040 | EG000046 | Accessories/spare parts for fall protection | 4 |  | Accessories for fall protection, Accessories/spare parts for fall protection, Anchor loop sling, Ascender, Bag, Beam anchor, Bosun chair, Bracket, Carabine hook, Case, Davit system, Grip anchor, Haul system, Pulley, Shock absorber, Spare part for fall protection, Spare parts for fall protection, Tensioner, Tool lanyard, Tripod, Wire
EC012041 | EG000046 | Line clamp | 3 |  | Clamp, Clamp for line, Line clamp, Line clamp for fall protection, Rope clamp
EC012044 | EG000046 | Fall protection set | 3 |  | Body harness, Fall arrest device, Fall protection kit, Fall protection set, Fall safety protection device, Fall safety set, Line clamp for fall protection, Safety case, Safety catch line, Safety harness, Safety hook for fall protection, Safety set, Set for fall protection, Work protection
EC012045 | EG000046 | Protective cap | 4 |  | Cap, Cleanroom hood, Fire resistant cap, Heat protection clothes, Heat protection hood, Occupation clothing, Protective cap, Safety cap, Sand blasting protection hood
EC012046 | EG020053 | Pressing jaw/collar/yoke for press fittings | 5 |  | Press chain for press fittings, Press chain for press jaw, Press collar for press fittings, Press collar for press jaw, Press jaw for press fittings, Press jaw for tube fitting press pliers, Press shoe for tube fitting press pliers, Pressing collar, Pressing jaw, Pressing jaw/collar for press fittings, Pressing jaw/collar/yoke for press fittings, Pressing yoke, Quick change insert
EC012049 | EG000046 | Personal protection set | 4 |  | Breathing mask, Dust-mask, Ear muff, Earplug, Eye wash bottle, Face/Hearing protection combination, Facial shield, First aid kit, Head protection, Personal protection equipment, Personal protection kit, Personal protection set, Protective glasses, Protective glove, Protective helmet, Protective kit, Protective set, Safety kit, Safety set, Set for workplace safety
EC012050 | EG000046 | Air hood | 5 |  | Air cap, Air flow helmet, Air helmet, Air hood, Airflow hood, Airflowhood, Airhood
EC012052 | EG015120 | Accessories/spare parts for drip tray | 5 |  | Accessories for drip tray, Accessories/spare parts for drip tray, Drip tray support, Spare part for drip tray, Spare parts for drip tray, Support
EC012053 | EG020039 | Accessories/spare parts for hawse pipe | 4 |  | Accessories for hawse pipe, Accessories/spare parts for hawse pipe, Cover plate, Cover plate for hawse pipe, Hawse pipe, Spare part for hawse pipe, Spare parts for hawse pipe
EC012054 | EG020039 | Accessories/spare parts for marine toilet/urinal | 4 |  | Accessories for marine closet, Accessories for marine toilet, Accessories for marine toilet/urinal, Accessories for marine urinal, Accessories/spare parts for marine toilet, Accessories/spare parts for marine toilet/urinal, Accessories/spare parts for marine urinal, Foundation, Fundament, Spare part for marine toilet/urinal, Spare parts for marine toilet, Spare parts for marine toilet/urinal, Spare parts for marine urinal
EC012055 | EG020039 | Accessories/spare parts for powertrain | 4 |  | Accessories for powertrain, Accessories/spare parts for powertrain, Protection cap, Spare part for powertrain, Spare parts for powertrain
EC012056 | EG020039 | Accessories/spare parts for rudder | 4 |  | Accessories for rudder, Accessories/spare parts for rudder, Blind plate, Blind plate for rudder, Clamp, Clamp for rudder, Cover plate, Cover plate for rudder, Distance plate, Fairing, Mechanical emergency steering, Mechanical emergency steering for rudder, Passage, Passage for rudder, Pintle, Pintle bush, Ring, Ring for rudder, Sealing plate, Sealing plate for rudder, Spare part for rudder, Spare parts for rudder, Support bush, Tool, Tool for rudder
EC012057 | EG020073 | Support for exhaust silencer | 4 |  | Mounting for exhaust silencer, Support for exhaust silencer
EC012058 | EG020073 | Support for searchlight | 4 |  | Mounting for searchlight, Support for searchlight
EC012059 | EG020039 | Ship bollard | 5 |  | Bollard, Mooring bollard, Ship bollard
EC012060 | EG015120 | Drip tray | 3 |  | Bottom sump (hazardous material), Bottom tray, Drip tray, Floor tub, Hang-on tub, Hazardous material collection tray, Hazardous material drain basin (IBC/CTC), Hazardous material drain basin (drum), Hazardous material drain basin (small bundles), Hazardous material drain basin (stackable), Hazardous material storage, Hazardous material tub, Leak tray, Leakage tray, Rack hang up basin (hazardous material), Slide-in collection tank, Small cask collection tray, Small cask tray, Surface protection element, Surface protection system, Tray
EC012061 | EG021006 | Eye plate | 5 |  | Deck eye, Deck eye with plate, Eye, Eye plate, Eye with plate, Eyeplate, Lashing eye, Lifting eye
EC012062 | EG020053 | Accessories/spare parts for gun | 4 |  | Accessories for caulking gun, Accessories for grease gun, Accessories for gun, Accessories/spare parts for gun, Battery for gun, Battery/accumulator, Dosing device (hardener), Holder, Holder for gun, Hose, Hose for gun, Nozzle, Nozzle for gun, Seal for mortar filling gun, Spare part for gun, Spare parts for gun
EC012063 | EG020073 | Handhole cover | 3 |  | Cover for handhole, Handhole cover
EC012064 | EG020085 | Knife for rope cutter | 3 |  | Blade for rope cutter, Fish net knife, Fish net knife for propeller shaft, Knife for rope cutter, Propeller cutter knife, Rope cutter
EC012065 | EG020073 | Marine foot support/handgrip | 3 |  | Foot support, Handgrip, Marine foot support, Marine foot support/handgrip, Marine foot-/handgrip, Marine handgrip
EC012066 | EG020073 | Marine tank | 3 |  | Cooling water tank, Freshwater tank, Lubricant tank, Marine reservoir, Marine tank, Oil tank, Ship tank, Tank, Wastewater tank
EC012067 | EG020073 | Step for mast/antenna | 3 |  | Climb step, Climbing step, Step, Step for antenna, Step for mast, Step for mast/antenna
EC012068 | EG015140 | Oil-/water separator static | 4 |  | Bilge water separator, Bilge water separator static, Dirty water filter, OWS, Oil filter, Oil filter (water separator), Oil filter static (water separator), Oil-/water separator static, Oily water separator, Oily water separator static, Separator oil filter, Static bilge water separator, Water separator, Water separator oil filter
EC012069 | EG020073 | Quick release device for chain | 3 |  | Quick release device for chain, Quick release for chain
EC012070 | EG020073 | Sealing for rudder stock | 3 |  | Rudder stock sealing, Sealing for rudder stock
EC012071 | EG020073 | Rudder stop | 3 |  | Rudder stop, Stop for rudder
EC012073 | EG020072 | Binoculars | 4 |  | Binocular telescopes, Binoculars, Field glasses, Pair of binoculars, Spyglass, Telescope
EC012074 | EG021006 | Turnbuckle | 5 |  | Bottlescrew, Rigging screw, Stretcher, Stretching screw, Tightening screw, Turnbuckle, Turnbuckle nut, Wire stretcher, Wire tensioner
EC012075 | EG017960 | Hatstand | 4 |  | Coat hook, Coat rack, Coat-hook, Hall tree, Hatrack, Hatstand, Hook, Peg, Stadning hatrack, Wall coat hook
EC012076 | EG010320 | Lifting clamp | 3 |  | All-purpose grabber, Box gripper, Hoist clamp, Hoist screw clamp, Lifting clamp, Lifting screw clamp, Lifting tool
EC012077 | EG020059 | Accessories/spare parts for display stand | 5 |  | Accessories for display stand, Accessories for floor stand, Accessories/spare parts for display stand, Foot, Foot for display stand, Holder, Hook, Hook for display stand, Spare part for display stand, Spare parts for display stand
EC012078 | EG020053 | Machine handle | 5 |  | Bar grip, Bridge handle, Bridge handle metric, Gear lever handle, Gear lever handle with ball knob, Handle, Handle conical flat, Lever handle, Machine handle, T-grip, T-handle
EC012079 | EG020053 | Accessories/spare parts for grinding stone | 4 |  | Accessories for grinding stone, Accessories/spare parts for grinding stone, Reducing ring, Spare part for grinding stone, Spare parts for grinding stone
EC012080 | EG020079 | Jet pump | 4 |  | Air ejector, Aspirator, Ejector, Ejector pump, Ejector-jet pump, Filter pump, Jet pump, Liquid ejector, Pump, Steam ejector, Vacuum ejector, Vacuum pump, Venturi effect pump
EC012081 | EG020076 | Hand flare | 3 |  | Distress signal, Emergency light, Emergency signal, Hand flare, Light signal, Rescue light, Rescue signal, Warning signal
EC012082 | EG020076 | Parachute signal | 5 |  | Distress signal, Distress signalling rocket, Emergency light, Emergency signal, Light rocket, Light signal, Parachute signal, Rescue light, Rescue signal, Signal rocket, Warning signal
EC012083 | EG020076 | Smoke signal | 4 |  | Distress signal, Emergency signal, Rescue signal, Smoke bomb, Smoke flare, Smoke signal, Warning signal
EC012084 | EG020039 | Accessories/spare parts for escape hatch | 4 |  | Accessories for escape hatch, Accessories/spare parts for escape hatch, Handle, Handle for escape hatch, Lever handle, Railing, Securing cable, Securing cable for escape hatch, Spare part for escape hatch, Spare parts for escape hatch
EC012085 | EG020073 | Exhaust silencer | 4 |  | Exhaust muffler, Exhaust noise-killer, Exhaust silencer, Muffler, Silencer
EC012086 | EG015120 | Filling nozzle | 4 |  | Filling gun, Filling nozzle, Nozzle, Pistol-grip nozzle
EC012087 | EG015140 | Magnetic fuel filter | 2 |  | Filter, Fuel filter, Fuel sterilization filter, Fuel sterilization unit, Magnetic filter, Magnetic fuel filter
EC012088 | EG020039 | Flag | 5 |  | Advertising banner, Flag, Flag set, Flags, Logo flag, National flag, Pennant flag, Signal flag
EC012090 | EG020035 | Set for kitchen inventory | 3 |  | Kitchen inventory set, Kitchen set, Set for kitchen equipment, Set for kitchen inventory, Set kitchen items, Set kitchen products
EC012091 | EG020035 | Cutlery tray | 4 |  | Container for cutlery, Cutlery box, Cutlery tray, Extendable cutlery tray, Extensible cutlery tray, Tray for cultery
EC012092 | EG020035 | Mug holder | 3 |  | Cup holder, Holder for cup, Holder for mug, Mug holder
EC012093 | EG020073 | Ship anchor | 5 |  | Anchor, Ship anchor
EC012094 | EG020073 | Anchor rope | 4 |  | Anchor line, Anchor rope, Line for anchor, Rope for anchor
EC012095 | EG020073 | Anchor chain | 4 |  | Anchor chain, Chain, Chain for anchor
EC012096 | EG020017 | Gas spring | 5 |  | Gas compression spring, Gas damper, Gas spring, Gas traction spring, Lockable spring, Spring
EC012098 | EG015170 | Mist eliminator | 2 |  | Coalescer, Demister, Mist eliminator, Vane pack
EC012099 | EG020250 | Marine coating | 4 |  | Coating, Finisher, Marine coating, Marine paint, Paint, Primer, Ship coating, Ship paint
EC012101 | EG020039 | Accessories/spare parts for text plate | 5 |  | Accessories for text plate, Accessories/spare parts for text plate, Mounting material, Mounting material text plate, Spare part for text plate, Spare parts for text plate
EC012102 | EG020012 | Accessories/spare parts for furniture fittings | 5 |  | Accessories for furniture fastening system, Accessories for furniture fittings, Accessories/spare parts for furniture fastening system, Accessories/spare parts for furniture fittings, Anchor plate, Bushing, Cabinet hanger, Covering cap, Cross cord tensioner, Detent, Distance piece, Dovetail batten, Drilling template, Flat tension strip, Flat tensioner, Frame angle, Locking hook, Milling template, Routing template, Sealing ring, Shelf retainer, Sleeve, Spacer, Spare part for furniture fittings, Spare parts for furniture fastening system, Spare parts for furniture fittings, Support bar, Suspension, Triangular plate, Vibration damper, Wire rope tensioner
EC012103 | EG020075 | Seaworthy welding hinge | 4 |  | Hinge, Hinge for hatch, Hinge for hatch/ship door, Hinge for ship door, Seaworthy welding hinge, Welding hinge
EC012104 | EG021006 | Pelican hook | 5 |  | Hook, Pelican hook
EC012105 | EG020073 | Marine inspection hatch | 3 |  | Hatch, Inspection hatch, Marine inspection hatch, Ship inspection hatch
EC012106 | EG019730 | Wire netting | 4 |  | Copper wire netting, Gauze, Netting, Stainless steel wire netting, Steel wire netting, Wire netting
EC012107 | EG017610 | Chain holder | 2 |  | Chain holder, Holder with chain
EC012108 | EG020250 | Marine thinner/cleaner | 3 |  | Cleaner, Coating cleaner, Coating thinner, Marine cleaner, Marine thinner, Marine thinner/cleaner, Paint cleaner, Paint thinner, Thinner
EC012109 | EG020035 | Tea towel | 3 |  | Dish towel, Dry cloth, Dry towel, Tea cloth, Tea towel, Towel
EC012110 | EG020035 | Kitchen towel | 3 |  | Hand towel, Kitchen cloth, Kitchen hand towel, Kitchen towel, Towel
EC012111 | EG020072 | Accessories/spare parts for binoculars | 4 |  | Accessories for binocular telescopes, Accessories for binoculars, Accessories/spare parts for binoculars, Box, Spare part for binoculars, Spare parts for binoculars, Storage box for binoculars
EC012113 | EG021006 | Safety hook | 5 |  | Carabine hook, Carabiner, Clevis hook, Fall protection hook, Festo hook, Hook, Hook for fall protection, Karabiner, Safety hook, Safety hook for fall protection, Simplex hook, Snap hook
EC012114 | EG020076 | Lifebuoy light | 3 |  | Buoy light, Life buoy light, Life buoy signal, Lifebuoy lamp, Lifebuoy light, Lifebuoy signal, Rescue light, Safety buoy light
EC012115 | EG020076 | Man overboard rescue system | 3 |  | Drowning rescue system, MOB-rescue system, MOB-system, Man over board rescue system, Man overboard rescue system, Man overboard system
EC012116 | EG020076 | Line thrower | 4 |  | Line thrower, Linethrower
EC012117 | EG020075 | Seaworthy push button lock for furniture | 4 |  | Furniture lock, Furniture pushbutton lock, Lock for furniture, Push button lock, Push button lock for furniture, Pushbutton lock, Pushbutton lock for furniture, Seaworthy lock for furniture, Seaworthy push button lock, Seaworthy push button lock for furniture, Seaworthy pushbutton lock, Seaworthy pushbutton lock for furniture
EC012118 | EG020012 | Door catch | 5 |  | Ball catch lock, Door catch, Door snapper, Door snapper for cabinet, Latches, Lock, Magnetic door catch, Magnetic lock, Push latch, Push to open latch
EC012119 | EG020075 | Seaworthy mortice lock | 5 |  | Cylinder lock, Heavy duty lock, Mortice lock, Mortise lock, Seaworthy mortice lock, Seaworthy mortise lock
EC012120 | EG020035 | Mattress | 3 |  | Air mattress, Bed mattress, Boxspring, Cold foam mattress, Foam mattress, Innerspring mattress, Latex mattress, Mattress, Memory foam mattress, Pocket spring mattress, Polyether mattress, Sleep mattress, Water bed, Water mattress
EC012121 | EG020073 | Ship clock/meteorological instrument | 4 |  | Barometer, Hygrometer, Marine clock, Meteorological clock, Meteorological instrument, Ship clock, Ship clock/meteorological instrument, Thermometer, Tide clock, Time clock
EC012122 | EG000061 | Anti-spatter/chipping lens | 4 |  | Anti-spatter glass, Anti-spatter lens, Anti-spatter window, Anti-spatter/chipping lens, Chipping glass, Chipping lens, Chipping lens for welding helmet, Chipping window, Cover lens, Cover lens for welding helmet, Protection glass, Protection glass for welding helmet
EC012123 | EG020030 | Whiteboard | 5 |  | Cork/pin board, Dry-erase board, Dry-wipe board, Greaseboard, Magnetic whiteboard, Markerboard, Pen-board, Whiteboard
EC012124 | EG020030 | Accessories/spare parts for whiteboard | 5 |  | Accessories for whiteboard, Accessories/spare parts for whiteboard, Cleaning, Cleaning spray, Kit for whiteboard, Magnet, Magnets, Set, Set for whiteboard, Spare part for whiteboard, Spare parts for whiteboard, Wiper
EC012125 | EG020035 | Placemat | 3 |  | Pad, Placemat, Protective table pad, Tablemat
EC012126 | EG020055 | Mesh grating | 5 |  | Grating, Mesh grate, Mesh grating, Platform grating
EC012127 | EG020073 | Porthole | 4 |  | Cabin window, Port hole, Port hole window, Porthole, Ship window
EC012128 | EG000046 | Arm protection | 4 |  | Arm gauntlet, Arm guard, Arm protection, Arm protector, Arm sleeve, Arm turnback, Elbow protector, Elbow sleeve, Heat protection clothes, Heat protection sleeves, Occupation clothing, Protective sleeve, Protective sleeves, Safety sleeve, Safety sleeves, Sleeve, Sleeve protection, Welding sleeve, Welding sleeve protectors, Wrist protector
EC012129 | EG020017 | Bearing | 5 |  | Ball bearing, Bearing, Bearing for propeller shaft, Bearing for shaft, Cilindrical roller bearing, Cylindrical roller bearing, Needle bearing, Needle roller bearing, Plain bearing, Propeller shaft bearing, Roller bearing, Slide bearing, Spherical roller bearing, Tapered roller bearing, Thrust bearing
EC012130 | EG020012 | Drawer runner | 5 |  | Ball bearing slide, Drawer runner, Extension guide, Extension rail, Extension runner, Pull-out runner, Rail for drawer, Roller guide, Runner, Sliding guide, Telescopic rail, Tray guide, Tray runner
EC012133 | EG020030 | Safe | 3 |  | Coffer, Fire resistant safe, Kist, Mini safe, Safe, Strongbox, Wall safe
EC012134 | EG020091 | Container for fire control plan | 5 |  | Container for fire control plan, Container for fire control safety plan, Container for safety plan
EC012136 | EG020076 | Searchlight | 4 |  | Floodlight, Rotatable search lamp, Rotatable searchlight, Rotatable spotlight, Search lamp, Search light, Searchlight, Spotlight
EC012137 | EG020012 | Shelf support | 5 |  | Shelf support, Support for shelf
EC012138 | EG020075 | Seaworthy pull fastener | 5 |  | Pull fastener, Seaworthy pull fastener
EC012140 | EG020075 | Seaworthy door/hatch hinge | 5 |  | Butt hinge, Door hinge, Flap hinge, Hatch hinge, Hinge, Hinge for ship door, Loose joint hinge, Pinned butt hinge, Seaworthy door hinge, Seaworthy door/hatch hinge, Seaworthy hatch hinge, Ship hinge, Welded pin hinge, Welding hinge, Welding loose joint hinge
EC012141 | EG020075 | Seaworthy door toggle | 5 |  | Door clamp, Door toggle, Double door toggle, Seaworthy door toggle, Single door toggle
EC012142 | EG020051 | Door stop | 5 |  | Door buffer, Door fence damper, Door stop, Doorstop, Open door holder, Seaworthy door stop, Wall buffer
EC012143 | EG020075 | Seaworthy hatch toggle | 4 |  | Hatch toggle, Seaworthy hatch toggle, Welding set, Welding toggle
EC012144 | EG020075 | Seaworthy rim lock | 5 |  | Bearing lock, Rim deadlocks, Rim locks, Seaworthy lock, Seaworthy rim lock
EC012145 | EG020075 | Seaworthy hatch fastener | 5 |  | Barrel bolt, Cover pull, Hatch closure, Hatch fastener, Seaworthy hatch fastener, Wheelhouse roof pull
EC012146 | EG020075 | Seaworthy slide lock | 5 |  | Lock slider, Seaworthy slide lock, Slide lock, Sliding closure
EC012147 | EG020004 | Wind-/cabin hook | 5 |  | Cabin hook, Door latch, Eye latch lock, Gate latch, Screw eye, Staples, Storm hook, Weather hook, Weather-/cabin hook, Wind brace, Wind brace cabin hook, Wind hook, Wind-/cabin hook
EC012150 | EG020075 | Accessories/spare parts for seaworthy hinges and locks | 5 |  | Accessories for seaworthy hinges and locks, Accessories/spare parts for seaworthy hinges and locks, Bar, Buffer, Bush, Door closer arm, Hatch locking, Imprintable label, Key, Locking plate, Mounting plate, Push button, Ring, Spare part for seaworthy hinges and locks, Spare parts for seaworthy hinges and locks, Spring catch, Strike plate, Striking plate, Support, Swivel bolt, Wedge
EC012152 | EG017640 | Toilet shower | 5 |  | Bidet shower, Closet shower, Closet spray nozzle, Hygienic shower, Toilet shower, Toilet spray nozzle, WC shower
EC012153 | EG021006 | Thread insert | 4 |  | Insert, Screwed insert, Thread insert, Thread insert piece, Wire thread insert
EC012155 | EG020039 | Towing hook | 4 |  | Hook, Hook for towing, Quick release towing hook, Tow hook, Towing hook, Towing hook with rotating disc
EC012156 | EG020073 | Ship bell | 3 |  | Bell, Bell with rope, Ship bell
EC012157 | EG020039 | Accessories/spare parts for flexible coupling for powertrain | 4 |  | Accessories for flexible coupling for powertrain, Accessories/spare parts for flexible coupling for powertrain, Protection cap, Protection cap for flexible coupling, Spare part for flexible coupling for powertrain, Spare parts for flexible coupling for powertrain
EC012158 | EG020030 | Geotriangle | 4 |  | Geometry triangle, Geotriangle, Set square, Triangle
EC012159 | EG020055 | Accessories/spare parts for mesh grating | 4 |  | Accessories for grating, Accessories for mesh grating, Accessories/spare parts for mesh grating, Clamp, Clamp for grating, Clamp for mesh grate, Clamp for mesh grating, Clamp for platform grating, Frame for mesh grating, Frame part, Spare part for mesh grating, Spare parts for mesh grating
EC012160 | EG020039 | Cleat | 5 |  | Boat cleat, Boat dock, Cleat, Cleat hook, Cord cleat, Dock cleat, Dock edge, Flagpole cleat
EC012161 | EG020059 | Clothes hanger | 5 |  | Clothes hanger, Coat hanger, Coathanger
EC012163 | EG000046 | Apron | 4 |  | Apron, Bistro apron, Catering apron, Catering clothes, Chef's apron, Chemical apron, Chemical protection, Chemical protection apron, Chemical protection clothes, Cooking clothing, Flame protection apron, Flame retardant apron, Food apron, Food clothing, Front apron, Heat apron, Heat protection apron, Heat protection clothes, Lye protection, Occupation clothing, Pinafore, Protection apron, Protective apron, Safety apron, Welding apron, Welding protection apron, Work apron
EC012164 | EG020039 | Accessories/spare parts for exhaust | 4 |  | Accessories for exhaust, Accessories/spare parts for exhaust, Bracket, Insulation, Insulation for exhaust, Spare part for exhaust, Spare parts for exhaust
EC012165 | EG020039 | Accessories/spare parts for marine tank | 4 |  | Accessories for cooling water tank, Accessories for freshwater tank, Accessories for lubricant tank, Accessories for marine tank, Accessories for oil tank, Accessories for ship tank, Accessories for wastewater tank, Accessories/spare parts for marine tank, Foundation, Foundation for tank, Fundament, Spare part for marine tank, Spare parts for marine tank
EC012167 | EG020030 | Snap frame | 4 |  | Clamp frame, Click frame, Click-clack frame, Frame, Snap frame
EC012168 | EG020035 | Floor mat | 5 |  | Block mat, Car mat, Door mat, Entrance mat, Floor mat, Ground covering, Ground mat, Hammer blow mat, Honeycomb mat, Mat, Motor vehicle mat, Pyramid mat, Ramp profile mat, Ring mat, Rubber block mat, Rubber mat, Rubber nop mat, Rubber plate, Rubber ring mat, Workplace mat
EC012169 | EG015280 | Anode | 4 |  | Active anode, Aluminium anode, Anode, Anode for component protection, Anode for device protection, Anode for equipment protection, Anode for external protection, Anode for internal protection, Anode for ship, Anode for ship protection, Anode for vessel protection, Copper anode, Foreign current anode, ICAF anode, ICCP anode, Magnesium anode, Maritime anode, Passive anode, Signal anode, Zinc anode
EC012171 | EG015280 | Accessories/spare parts for anode | 5 |  | Accessories for anode, Accessories/spare parts for anode, Anode brush, Brush, Holder, Ice protection, Mounting bracket, Mounting bracket for anode, Mounting plate, Mounting plate for anode, Seal, Sealing, Spare part for anode, Spare parts for anode
EC012172 | EG020033 | High-pressure washer | 4 |  | High pressure cleaner, High pressure washer, High-pressure washer, Hot water washer, Pressure cleaner, Pressure radiation, Pressure washer, Washer
EC012173 | EG021006 | Accessories/spare parts for turnbuckle | 5 |  | Accessories for rigging screw, Accessories for turnbuckle, Accessories/spare parts for turnbuckle, Hook, Hook for turnbuckle, Spare part for turnbuckle, Spare parts for turnbuckle
EC012174 | EG020054 | Securing strap/chain | 5 |  | Chain, Chain-tensioner, Clamping belt, Clamping lock strap, Conveyor system, Lashing and load securing, Lashing securing, Lashing strap, Lifting device, dumper, Load securing, Securing chain, Securing strap, Securing strap/chain, Storage and factory equipment, Tension chain, Tie down, Tie down strap
EC012175 | EG020053 | Accessories/spare parts for cleaning device | 5 |  | Accessories for cleaning device, Accessories for cleaning machine, Accessories for pressure washer, Accessories/spare parts for cleaning device, Adapter, Adaptor, Brush, Cleaning pad, Filter, High-pressure gun, Hose, Pipe, Press for floor wiper, Spare part for cleaning device, Spare parts for cleaning device, Spray nozzle, Spray nozzle for high pressure cleaner, Spray nozzle for pressure washer, Steam pistol, Surface cleaner, Tank cleaner head, Tyres, Vacuum beam, Wiping roller
EC012176 | EG000041 | Accessories/spare parts for television | 4 |  | Accessories for television, Accessories/spare parts for television, Circuit board, Foot, PCB (Printed Circuit Board), Power cord, Remote control, Remote controle, Resistor, Spare part for television, Spare parts for television, TV base, TV foot
EC012177 | EG020061 | Gravel catcher roof discharge | 3 |  | Gravel catcher roof discharge, Gravel catching edge, Gravel edge, Gravel rim
EC012178 | EG000061 | Welding filter | 4 |  | Filter, Lens shade, Welding filter, Welding glass, Welding lens, Welding window
EC012179 | EG020039 | Accessories/spare parts for anchor and chain | 4 |  | Accessories for anchor, Accessories for anchor and chain, Accessories for anchor equipment, Accessories for chain, Accessories/spare parts for anchor, Accessories/spare parts for anchor and chain, Accessories/spare parts for chain, Anchor shackle, Anchor swivel, Anchor swivel shackle, Buoy shackle, Grapnel, Hook, Joining shackle, Kenter shackle, Pear shaped link, Pin, Spare part for anchor and chain, Spare parts for anchor, Spare parts for anchor and chain, Spare parts for chain, Stud link, Studless link, Swivel forerunner, Three link adaptor, Tow bracket, Triangle plate
EC012180 | EG020091 | Aerosol fire extinguishing unit | 3 |  | Aerosol extinguisher, Aerosol extinguishing unit, Aerosol fire extinguishing system, Aerosol fire extinguishing unit, Extinguisher, Extinguishing system, Extinguishing unit, Fire extinguisher, Fire extinguishing system, Fire extinguishing unit
EC012181 | EG020091 | Accessories/spare parts for firefighting | 5 |  | Accessories for fire fighting, Accessories for firefighting, Accessories/spare parts for fire fighting, Accessories/spare parts for firefighting, Activator, Actuator, Adapter, Adaptor, Alert unit, Closing frame, Connector, Control unit, Cover, Fire hydrant valve, Housing, Mounting bracket, Protective bracket, Protective sleeve, Reel cabinet door, Spare part for firefighting, Spare parts for fire fighting, Spare parts for firefighting, Weighing scale
EC012184 | EG020091 | Cabinet for fire extinguisher | 5 |  | Cabinet for fire extinguisher, Fire blanket box, Fire blanket case, Fire extinguisher cabinet, Protective cabinet for fire extinguisher
EC012185 | EG020091 | Cabinet for firefighting equipment | 5 |  | Cabinet for fire clothing, Cabinet for fire fighters clothing, Cabinet for fire fighting equipment, Cabinet for firefighting equipment, Fire fighting equipment cabinet
EC012186 | EG020076 | Cabinet for life saving equipment | 4 |  | Cabinet for life saving equipment, Life saving quipment cabinet
EC012187 | EG020014 | Pressured air vessel | 4 |  | Air bottle, Air pressure bottle, Air pressure tank, Air pressure vessel, Compressed air reservoir, Compressed air tank, Pressure bottle, Pressure pot, Pressure vessel, Pressured air vessel
EC012188 | EG020073 | Dorade box | 3 |  | Air inlet, Air inlet upper deck, Collector box, Dorade box, Dorade box vent, Dorade vent, Ventilator
EC012189 | EG020039 | Accessories/spare parts for chain-, wire-, rope guiding | 4 |  | Accessories for chain guiding, Accessories for chain-, wire-, rope guiding, Accessories for chain-,wire-, rope guiding, Accessories for chain/wire/rope guiding, Accessories for mooring, Accessories for rope guiding, Accessories for wire guiding, Accessories/spare parts for chain guiding, Accessories/spare parts for chain-, wire-, rope guiding, Accessories/spare parts for rope guiding, Accessories/spare parts for wire guiding, Bearing, Bearing house, Drum, Fundament, Guide roller, Mooring chock, Shaft, Spare part for chain-, wire-, rope guiding, Spare parts for chain guiding, Spare parts for chain-, wire-, rope guiding, Spare parts for chain-,wire-, rope guiding, Spare parts for rope guiding, Spare parts for wire guiding, Thimble, Wire guide
EC012191 | EG020072 | Accessories/spare parts for navigation light | 4 |  | Accessories for navigation light, Accessories/spare parts for navigation light, Bracket, Conversion kit, Foot, Housing, Lamp holder, Lens, Middle part, Ring, Screen, Seal, Sealing, Spare part for navigation light, Spare parts for navigation light, Top part
EC012192 | EG020030 | Ashtray | 3 |  | Ashtray, Butts bin, Cigarettes collector, Cigarettes pole, Sand ashtray, Standing ashtray, Table ashtray, Wall ashtray
EC012193 | EG020039 | Hanger for ship bell | 3 |  | Bell hanger, Hanger for ship bell, Ship bell hanger
EC012194 | EG019810 | Shammy | 3 |  | Chamois leather, Shammy
EC012196 | EG000053 | Combination battery charger/inverter | 2 |  | Combi battery charger, Combi battery charger/inverter, Combi inverter, Combination battery charger/inverter
EC012197 | EG020039 | Boat hook | 4 |  | Boat hook, Hook hitch, Mooring hook
EC012199 | EG020073 | Control unit autopilot | 3 |  | Control autopilot, Control panel autopilot, Control unit autopilot, Operating unit autopilot
EC012200 | EG015140 | Oil-/water water separator dynamic | 5 |  | Bilge water separator, Bilge water separator dynamic, Dirty water filter, Dynamic bilge water separator, OWS, Oil filter, Oil filter (water separator), Oil-/water water separator dynamic, Oily water separator, Oily water separator dynamic, Separator oil filter, Water separator, Water separator oil filter
EC012201 | EG020072 | Book/map | 3 |  | Book, Book/map, Books, Books and maps, Chart, Charts, Handbook, Literature, Logbook, Manual, Map, Maps, Maps and books, Navigation chart, Navigation map
EC012202 | EG020073 | Bow/stern thruster tunnel | 3 |  | Bow thruster pipe, Bow thruster tube, Bow thruster tunnel, Bow/stern thruster tunnel, Propeller pipe, Propeller tube, Propeller tunnel, Stern thruster pipe, Stern thruster tube, Stern thruster tunnel, Thruster pipe, Thruster tube, Thruster tunnel
EC012203 | EG020073 | Bow/stern thruster unit | 3 |  | Bow propeller, Bow thruster, Bow thruster complete, Bow thruster unit, Bow/stern thruster unit, Stern thruster, Stern thruster complete, Stern thruster unit, Thruster
EC012204 | EG020051 | Buffer for toilet seat | 5 |  | Buffer for toilet seat, Damper for toilet seat, Toilet buffer, Toilet damper
EC012205 | EG000061 | Bimetallic welding joint | 3 |  | Bimetallic, Bimetallic joint, Bimetallic welding joint, Connection joint
EC012207 | EG010320 | Capstan | 3 |  | Capstan, Warping head, Windlass
EC012208 | EG021005 | Ceiling hanger | 3 |  | Ceiling hanger, Ceiling suspension, Direct hanger, Hanger, Hanger for ceiling, Hanger for ceiling suspension, Hanger for dropped ceiling, Hanger for suspended ceiling, Hook for dropped ceiling, Vibration damper ceiling hanger
EC012209 | EG020055 | Ceiling plate | 5 |  | Ceiling panel, Ceiling plate, Ceiling tile, Plate, Plate for ceiling, Suspended ceiling board
EC012210 | EG020073 | Helmsman seat | 4 |  | Captain chair, Chair, Helmsman seat, Seat, Steering chair
EC012211 | EG020039 | Undercarriage for helmsman seat | 3 |  | Air suspended undercarriage, Chair undercarriage, Cross base, Electrically adjustable column, Fixed column, Hydraulically adjustable column, Manually adjustable column, Pneumatic adjustable column, Support for helmsman seat, Undercarriage, Undercarriage for helmsman seat
EC012212 | EG020039 | Accessories/spare parts for helmsman seat | 4 |  | Accessories for captain chair, Accessories for helmsman seat, Accessories for steering chair, Accessories/spare parts for helmsman seat, Arm support, Battery, Busbar system, Footrest, Foundation, Fundament, Headrest, Hinge, Lumbar support, Rail system, Safety belt, Seat slider, Seatslider, Side lower support, Spare part for helmsman seat, Spare parts for helmsman seat, Storage box
EC012213 | EG017960 | Office chair | 4 |  | Chair, Desk chair, Office chair
EC012214 | EG020073 | Chart table | 4 |  | Chart table, Table
EC012215 | EG020059 | Table leg | 4 |  | Furniture foot, Table column, Table leg, Table support
EC012216 | EG020059 | Table top | 4 |  | Table leaf, Table top
EC012217 | EG020039 | Accessories/spare parts for boat hook | 4 |  | (Broom)stick, Accessories for boat hook, Accessories for hook hitch, Accessories for mooring hook, Accessories/spare parts for boat hook, Boat hook, Clamp, Clamp for boat hook, Hook, Hook for boat hook, Spare part for boat hook, Spare parts for boat hook, Stick boat hook
EC012218 | EG020074 | Cylindrical fender | 3 |  | Cylindrical fender, Extruded fender, Fender
EC012220 | EG020074 | D-fender | 3 |  | D fender, D-fender, Extruded fender, Fender
EC012221 | EG020074 | Delta fender | 3 |  | Delta fender, Extruded fender, Fender
EC012222 | EG020074 | Square fender | 3 |  | Block fender, Extruded fender, Fender, Square fender
EC012223 | EG020074 | Wing fender | 3 |  | Extruded fender, Fender, Wing fender
EC012224 | EG020074 | Keyhole fender | 3 |  | Extruded fender, Fender, Keyhole fender
EC012225 | EG020074 | M-fender | 3 |  | Extruded fender, Fender, M-fender
EC012226 | EG020074 | W-fender | 3 |  | Extruded fender, Fender, W-fender
EC012227 | EG020074 | Rectangle fender | 3 |  | Extruded fender, Fender, Rectangle fender, Rectangular fender
EC012228 | EG020074 | Composite fender | 3 |  | Composite fender, Extruded fender, Fender
EC012229 | EG020074 | Arch/V-fender | 3 |  | Arch fender, Arch/V-fender, Fender, V-fender
EC012230 | EG020074 | Element fender | 3 |  | Element fender, Fender, Leg fender
EC012231 | EG020074 | Cone fender | 3 |  | Cone fender, Conical fender, Fender
EC012232 | EG020074 | Cell fender | 3 |  | Cell fender, Fender, Flange fender
EC012233 | EG020074 | Pneumatic fender | 4 |  | Air filled fender, Fender, Floating fender, Hydro pneumatic fender, Hydropneumatic fender, Inflatable fender, Ketting and band type fender, Pneumatic fender, Rib-type fender, Sling type fender, Yokohama fender
EC012234 | EG020074 | Foam fender | 3 |  | Fender, Foam fender
EC012235 | EG020074 | Roller/wheel fender | 3 |  | Fender, Roller fender, Roller/wheel fender, Wheel fender
EC012236 | EG020074 | Tyre fender | 4 |  | Airplane tyre, Car tyre, Fender, Forklift truck tyre, Truck tyre, Tyre, Tyre fender
EC012237 | EG020074 | Buffer block fender | 3 |  | Buffer block, Buffer block fender, Bufferblock, Fender
EC012238 | EG020074 | Sliding fender | 3 |  | Fender, Fender strip, Sliding fender
EC012239 | EG020074 | Accessories/spare parts for fender | 4 |  | Accessories for fender, Accessories/spare parts for fender, Connection piece, End piece, Spare part for fender, Spare parts for fender
EC012240 | EG020073 | Clear view screen | 4 |  | Clear view screen, Clear view window, Clearview screen, Clearview window, Rotating screen, Rotating window
EC012241 | EG020072 | Marine VHF radio (mounted) | 3 |  | Marine VHF radio, Marine VHF radio (mounted), Marine telephone, VHF radio
EC012242 | EG020072 | Accessories/spare parts for VHF radio | 4 |  | Accessories for VHF radio, Accessories/spare parts for VHF radio, Accumulator, Antenna for mobile VHF radio, Battery, Battery/accumulator, Cable, Case, Connection block, Fundament, Hand micophone, Hand microphone, Handset, Remote control, Spare part for VHF radio, Spare parts for VHF radio
EC012243 | EG020072 | Marine VHF radio (handheld) | 3 |  | Handheld VHF, Marine VHF radio (handheld), Mobile VHF, Mobile VHF radio, Mobile marine VHF radio, Mobile marine telephone, VHF, VHF hand-held, VHF radio
EC012244 | EG020072 | Short wave transmitter | 3 |  | MF/HF transceiver, MF/HF transmitter, Radio telephone, Short wave transmitter, Shortwave transmitter, Transceiver
EC012245 | EG020072 | Accessories/spare parts for short wave transmitter | 4 |  | Accessories for MF/HF transceiver, Accessories for MF/HF transmitter, Accessories for radio telephone, Accessories for short wave transmitter, Accessories for shortwave transmitter, Accessories for transceiver, Accessories/spare parts for short wave transmitter, Battery charger, Spare part for short wave transmitter, Spare parts for short wave transmitter
EC012246 | EG020072 | Navtex receiver | 3 |  | Navtex receiver, Navtex transceiver, Navtex/weather receiver, Weather receiver, Weather transceiver
EC012247 | EG020072 | Compass | 3 |  | Compass, Navigational instrument
EC012248 | EG020072 | Accessories/spare parts for compass | 4 |  | Accessories for compass, Accessories/spare parts for compass, Converter, Cover, Fundament, Repeater, Spare part for compass, Spare parts for compass
EC012249 | EG020250 | Coolant | 4 |  | Coolant, Cooling water
EC012250 | EG020250 | Corrosion inhibitor | 3 |  | Anti corrosion, Corrosion inhibitor
EC012251 | EG010320 | Crane | 4 |  | Bridge crane, Construction site portable crane, Crane, Crane lifting device, Davit crane, Freight crane, Fully foldable telescopic crane, Gantry crane, Knuckle boom crane, Lifting crane, Lightweight crane, Marine crane, Offshore crane, Portal crane, Ship crane, Stiff boom crane, Swing crane, Telescopic boom crane, Unloading crane, Workshop crane
EC012252 | EG010320 | Accessories/spare parts for crane | 4 |  | Accessories for Kkuckle boom crane, Accessories for crane, Accessories for davit crane, Accessories for fully foldable telescopic crane, Accessories for stiff boom crane, Accessories for telescopic boom crane, Accessories/spare parts for crane, Extension rod, Extension rod for crane, Flap, Flap for crane, Fundament, Hydraulic hose, Hydraulic hose for crane, Reel, Reel for crane, Seal, Sealing, Sealing for crane, Spare part for crane, Spare parts for crane, Switch, Switch for crane
EC012253 | EG020017 | Hydraulic cylinder | 5 |  | Cilinder, Flat cylinder, Hydraulic cilinder, Hydraulic cylinder, Linear hydraulic motor
EC012255 | EG020073 | Goose neck air outlet | 4 |  | Air outlet, De-aerator, Goose neck, Goose neck air outlet, Goose neck de-aerator
EC012257 | EG017960 | Sofa | 4 |  | Bank, Bench, Cloakroom bench, Corner sofa, Garden sofa, Lawn seat, Lounge sofa, Outdoor sofa, Pew, Seat, Settee, Sofa, Wardrobe bench
EC012258 | EG020059 | Drawer | 3 |  | Complete drawer, Drawer, Drawer for cabinet
EC012259 | EG020059 | Wardrobe rod | 4 |  | Dress rod, Wardrobe pipe, Wardrobe rod, Wardrobe tube
EC012260 | EG020073 | Handrail system | 4 |  | Coupling piece, End cap for handrail, End sphere, Grab rail support, Hand rail, Hand rail system, Handrail, Handrail system, Length connector, Pipe
EC012261 | EG020012 | Support for wardrobe rod | 4 |  | Support for dress rod, Support for wardrobe pipe, Support for wardrobe rod, Support for wardrobe tube, Wardrobe rail support
EC012262 | EG020073 | Spray boom | 4 |  | Spray arm, Spray boom
EC012263 | EG020072 | Echo sounder | 3 |  | Depth meter, Echo sounder, Echosounder, Fish finder, Fishfinder
EC012265 | EG020073 | Central closing system for ship door | 3 |  | Cental toggle system, Central closing system for ship door, Central locking system, Central locking system for ship door, Central toggle closure, Central toggle closure for ship door, Ship door closure
EC012266 | EG015280 | Accessories/spare parts for heat pump | 5 |  | Accessories for heat pump, Accessories/spare parts for heat pump, Antivibration console, Antivibration console set, Communication module, Control, Cover for heat pump, External positioning, Frost protection, Heating circuit, Housing, Inside positioning, Mounting frame, Mounting kit, PCB (Printed Circuit Board), Refrigerant circuit, Secondary water circuit, Sensor module, Spare part for heat pump, Spare parts and accessories for heat pump, Spare parts for heat pump, Tap water circuit, Well system, Wiring set
EC012267 | EG020091 | Fire monitor | 3 |  | Deck gun, Deluge gun, Fire monitor, Master stream, Monitor, Street water cannon, Water cannon
EC012268 | EG020091 | Nozzle/branch pipe for fire monitor | 3 |  | Branch pipe, Branch pipe for deck gun, Branch pipe for deluge gun, Branch pipe for fire monitor, Branch pipe for master stream, Branch pipe for monitor, Branch pipe for street water cannon, Branch pipe for water cannon, Nozzle, Nozzle for deck gun, Nozzle for deluge gun, Nozzle for fire monitor, Nozzle for master stream, Nozzle for monitor, Nozzle for street water cannon, Nozzle for water cannon, Nozzle/branch pipe for fire monitor
EC012270 | EG020039 | Filling neck | 4 |  | Filler neck, Filling neck, Filling spout
EC012271 | EG020068 | Rubber flooring | 4 |  | Carpeting, Floor, Flooring, Rubber floor, Rubber flooring
EC012272 | EG020068 | Plastic flooring | 5 |  | Carpeting, Floor, Flooring, Plastic floor, Plastic flooring
EC012273 | EG020068 | Screed flooring | 4 |  | Screed flooring
EC012274 | EG010320 | Lifting lug | 4 |  | Lashing eye, Lifting eye, Lifting lug
EC012275 | EG020091 | Foam water mixer | 3 |  | Foam inductor, Foam water mixer, Inductor, Mixer, Water foam mixer
EC012276 | EG015540 | Protection cap drain pipe | 5 |  | Grout lid, Protection cap drain pipe, Protection cap plastic drain pipe
EC012279 | EG020073 | Gangway | 3 |  | Accommodation ladder, Companion-ladder, Ferry bridge, Gang board, Gangplank, Gangway
EC012280 | EG020075 | Ajar hook | 4 |  | Ajar hook, Hook
EC012281 | EG020035 | Fitted sheet | 3 |  | Bed linen, Bed sheet, Fitted sheet, Sheet
EC012282 | EG020012 | Edging | 3 |  | Cabinet edging, Edge banding, Edging, Side band, Side strip, Strip, Wood edging
EC012283 | EG020059 | Accessories/spare parts for bench/chair | 3 |  | Accessories for bench, Accessories for bench/chair, Accessories for chair, Accessories for seat, Accessories for settee, Accessories/spare parts for bench, Accessories/spare parts for bench/chair, Accessories/spare parts for chair, Armrest, End plate, Mounting material, Spare part for bench/chair, Spare parts for bench, Spare parts for bench/chair, Spare parts for chair, Upholstering
EC012284 | EG020073 | Floor hatch | 3 |  | Floor hatch, Hatch
EC012286 | EG017960 | Cabinet | 4 |  | Cabinet, Cloakroom cabinet, Closet, Compartment cabinet, Computer cabinet, Counter cabinet, File cabinet, Kitchen cabinet, Locker, Locker cabinet, Office cabinet, Pharmacy cabinet, Storage cabinet, Vertical cabinet, Wardrobe
EC012287 | EG017960 | Bed | 5 |  | Bed, Bunk, Bunk bed
EC012288 | EG017960 | Wall shelf | 3 |  | Book shelf, Bookshelf, Shelf, Wall shelf
EC012289 | EG015120 | Storage/transport box | 4 |  | Aluminium box, Aluminium transport box, Assortment box, Box, Case, Chest, Crate, Mesh box, Metal stack box, Plastic container, Plastic storage box, Small part box, Storage box, Storage case, Storage chest, Storage crate, Storage/transport box, Transport box
EC012291 | EG020012 | Table flap stay | 3 |  | Table flap stay
EC012293 | EG020074 | Trapezoid fender | 3 |  | Extruded fender, Fender, Trapezoid fender
EC012294 | EG020012 | Cup hinge (furniture) | 5 |  | Architectural hinge, Butt hinge, Cabinet hinge, Concealed hinge, Cup hinge, Cup hinge (furniture), Hinge, Kitchen hinge, Profile cabinet hinge, Property hinge, Recessed hinge, Screw on hinge
EC012295 | EG019710 | Z-profile, aluminium | 4 |  | Aluminium Z-profile, Aluminum profile, Profile aluminium, Z, Z aluminium, Z-aluminium, Z-profile, Z-profile aluminium, Z-profile, aluminium
EC012296 | EG020072 | GPS navigator/chart plotter | 3 |  | Chart plotter, GPS, GPS navigator, GPS navigator/chart plotter, Plotter
EC012297 | EG019710 | Ceiling profile | 5 |  | Ceiling profile, Grid for ceiling plate, Profile, Profile for ceiling plate
EC012298 | EG015910 | Brush strip | 5 |  | Brush seal, Brush strip, Door brush, Strip brush, Wheaterstrip
EC012299 | EG020073 | Propeller nozzle | 4 |  | Ducted propeller, Kort nozzle, Nozzle, Propeller nozzle, Propulsion nozzle
EC012300 | EG020075 | Seaworthy profile cylinder lock | 5 |  | Lock, Profile cylinder, Profile cylinder lock, Seaworthy profile cylinder lock
EC012301 | EG020073 | Combustion engine | 5 |  | Combustion engine, Diesel engine, Engine, Main engine
EC012303 | EG020072 | Radar system | 4 |  | Radar, Radar system
EC012304 | EG020073 | Ship window | 4 |  | Marine window, Ship window, Window
EC012305 | EG020073 | Bunker sampler | 3 |  | Bunker sampler, Fuel sampler, Oil sampler, Sampler, Sampler puller
EC012306 | EG020073 | Vibration damper base mounting | 4 |  | Anti-vibration base mount, Chock, Foot, Foot for machine, Machine foot, Machine support, Mountings, Sea chock, Sea-chock, Support, Support voor machine, Vibration damoer, Vibration damper base mounting
EC012307 | EG020012 | Concealed hinge (furniture) | 4 |  | Concealed hinge, Concealed hinge (furniture), Hinge, Invisible hinge
EC012308 | EG020017 | Accessories/spare parts for bearing | 4 |  | Accessories for bearing, Accessories/spare parts for bearing, Bearing housing, Covering cap, Gasket, Seal, Sealing, Sealing for bearing, Spare part for bearing, Spare parts for bearing
EC012309 | EG020073 | Passenger seat | 3 |  | Chair, Passenger chair, Passenger seat, Seat
EC012310 | EG010110 | Sounding tape | 3 |  | Sounding tape
EC012311 | EG020072 | Accessories/spare parts for echo sounder | 3 |  | Accessories for depth meter, Accessories for echo sounder, Accessories for fish finder, Accessories/spare parts for echo sounder, Housing, Spare part for echo sounder, Spare parts for echo sounder
EC012312 | EG019810 | Mop | 4 |  | Cleaning mop, Cloth, Floor cloth, Floor mop, Mop, Wet mop
EC012313 | EG015120 | Storage drum | 4 |  | Barrel, Bucket, Chain bucket, Drum, Multipurpose barrel, Rain barrel, Storage bucket, Storage drum
EC012314 | EG020012 | Corner protector cap | 4 |  | Angle protector, Corner protector, Corner protector cap
EC012315 | EG020072 | Accessories/spare parts for GPS | 4 |  | Accessories for GPS, Accessories/spare parts for GPS, Bush, Foundation, Fundament, GPS tracker, Spare part for GPS, Spare parts for GPS, Trackball
EC012316 | EG019710 | I-profile, aluminium | 4 |  | Aluminium I-profile, Aluminium profile, I, I-aluminium, I-profile, I-profile aluminium, I-profile, aluminium, I-section
EC012318 | EG020091 | Flame arrestor | 2 |  | Deflagration arrester, Flame arrester, Flame arrestor, Flame trap
EC012320 | EG020072 | Accessories/spare parts for radar system | 3 |  | Accessories for radar system, Accessories/spare parts for radar system, Carbon brush, Foundation, Fundament, Magnetron, Spare part for radar system, Spare parts for radar system
EC012321 | EG020059 | Accessories/spare parts for bed | 3 |  | Accessories for bed, Accessories/spare parts for bed, Spare part for bed, Spare parts for bed, Stair tread
EC012322 | EG020035 | Drinking vessel | 4 |  | Beer glass, Beverageware, Carafe, Carafe/water jar, Champagne glass, Cocktail glass, Coffee cup, Coffee glass, Coffee/tea glass, Cup, Drink glass, Drinking glass, Drinking vessel, Drinking ware, Drinkware, Glass, Glass/cup, Glassware, Long drink glass, Long drink/water glass, Mug, Mugs, Set mugs, Tableware, Tea cup, Tea glass, Thermo mug, Water glass, Water jar, Whiskey glass, Wine glass
EC012323 | EG020035 | Bottle opener | 3 |  | Bottle opener
EC012324 | EG020035 | Plate/bowl (dishware) | 4 |  | Bowl, Breakfast plate, Butter dish, Colander, Decorative plate, Dessert plate, Dinner plate, Drinking cup lid, Egg cup, Food storage container, Fruit bowl, Gourmet plate, Hot dish, Pasta plate, Pastry plate, Plate, Plate (dishware), Plate/bowl (dishware), Risotto plate, Salad bowl, Sauce boat, Serving bowl, Soup plate, Sugar pot, Teapot, Underplate
EC012325 | EG020035 | Cutlery | 5 |  | Cake server, Cutlery, Cutlery set, Fork, Knife, Set, Spoon
EC012326 | EG020035 | Cook and bakeware | 5 |  | Apple corer, Bakeware, Cheese slicer, Cook and bakeware, Cookware, Dish brush, Egg slicer, Garlic press, Grater, Ice cream scoop, Locking clip, Masher, Nutcracker, Oil/vinegar set, Pastry brush, Pepper/salt shaker, Pineapple drill, Scoop, Skimmer, Spatula, Tongs, Whisk
EC012327 | EG020035 | Cutting board | 3 |  | Cutting board
EC012328 | EG020035 | Bin bag | 4 |  | Bag, Bin bag, Bin liner, Dinner sack, Garbage bag, Trash bag, Waste bag
EC012329 | EG020035 | Vacuum flask | 3 |  | Dewar bottle, Dewar flask, Thermos, Vacuum flask
EC012330 | EG020035 | Oven glove | 3 |  | Oven glove, Oven mitt
EC012331 | EG020035 | Pillow | 3 |  | Cushion, Decorative pillow, Head pillow, Pillow, Sleep pillow
EC012332 | EG020250 | Antifreeze | 5 |  | Antifreeze, Brine fluid, Glycerol, Glycol, Methanol
EC012333 | EG020070 | Grid for convector | 4 |  | Grid for convector, Grid for ventilator convector
EC012335 | EG020039 | Accessories/spare parts for AIS | 3 |  | Accessories for AIS, Accessories for automatic identification system, Accessories/spare parts for AIS, Antenna, Antenna for AIS, Foundation for AIS, Fundament, Spare part for AIS, Spare parts for AIS
EC012336 | EG020073 | Alternating current inverter | 4 |  | AC-converter, AC-inverter, Alternating current converter, Alternating current inverter, Sine wave converter, Sine wave inverter
EC012337 | EG020062 | Lead frame air duct | 3 |  | Lead frame air duct
EC012339 | EG020049 | Storage tank (heating/cooling system) | 5 |  | Buffer for heat pump, Buffer module, Buffer storage tank, Buffer tank (heating/cooling system), Storage tank, Storage tank (heating/cooling system), Storage tank (hot/cold water), Storage tank central heating / cooling, Storage tank central heating/cooling, Storage vessel (heating/cooling system), Storagetank, Storagetank for central heating and heat pump, Storagetank for central heating or heat pump, Storagetank for cooling water installation
EC012340 | EG020078 | Accessories/spare parts for pressure expansion vessel | 4 |  | Accessories for pressure expansion vessel, Accessories pressure expansion vessel, Accessories/spare parts for pressure expansion vessel, Accessories/spare parts pressure expansion vessel, Extractor pliers, Pressure control, Remote signaling, Remote signalling, Spare part for pressure expansion vessel, Spare parts for pressure expansion vessel
EC012341 | EG020078 | Accessories/spare parts for automatic expansion unit | 4 |  | Accessories automatic expansion unit, Accessories for automatic expansion unit, Accessories/spare parts automatic expansion unit, Accessories/spare parts for automatic expansion unit, External readout module, Membrane breakage sensor, Membrane rupture sensor, SD card reader, Signal Output Module, Signal output module Analogue, Spare part for automatic expansion unit, Spare parts automatic expansion unit, Spare parts for automatic expansion unit
EC012342 | EG020094 | Gas sensor automatic expansion unit | 2 |  | Gas sensor, Gas sensor automatic expansion unit
EC012343 | EG020049 | Floor stand for storage tank | 3 |  | Floor stand for storage tank
EC012345 | EG020039 | Test kit for liquids | 4 |  | Fuel oil test kit, Fuel test kit, Oil test kit, Potable water test kit, Test kit, Test kit for liquids, Water test kit
EC012346 | EG015410 | Delivery station collective heating | 5 |  | Block heating station, Block heating unit, Delivery station collective heating, Delivery station for hydronic heating circuits, District heat transfer station, District heating substation, District heating unit, Dwelling station, Heat interface unit, Home heating station, Tap water heater
EC012347 | EG020055 | Wood (rectangular) | 5 |  | Batten, Lumber, Sawn timber, Wood (rectangular), Wooden beam, Wooden plank
EC012348 | EG020056 | Brick | 5 |  | Brick
EC012349 | EG020450 | Concrete tile | 5 |  | Concrete tile, Driveway paving, Dymbol tile, Grass block paver, Grass tile, Grit diamond tile, Guidance tile, Marbles tile, Number tile, Outdoor concrete tile, Tactile paving tile, Text tile, Tree tile, Turf block paver
EC012351 | EG020061 | Accessories/spare parts for shower drain | 3 |  | Accessories for shower drain, Accessories/spare parts for shower drain, Connecting bracket, Connection clip, End piece, Fire protection set, Hair trap, Mounting foot, Odour trap/stench trap, Sanding set, Sealing cloth, Sealing gaiter, Sealing paste, Sealing tape, Sound insulation mat, Spare part for shower drain, Spare parts for shower drain, Stench-trap, Wall attachment, Water trap
EC012352 | EG020035 | Corkscrew | 3 |  | Corkscrew
EC012353 | EG020051 | Accessories/spare parts for bathroom accessories | 5 |  | Accessories for bathroom accessories, Accessories/spare parts for bathroom accessories, Block, Cover, Hairdryer socket, Handle, Hygiene bags, Lever handle, Mounting adhesive, Plate, Screw cap, Spare part for bathroom accessories, Spare parts for bathroom accessories, Spare set
EC012354 | EG020051 | Shower floor support | 4 |  | Floor partition, Increasing element, Shower floor support, Shower pedestal
EC012355 | EG020073 | Propeller shaft bracket | 3 |  | I-strut, Propeller bracket, Propeller shaft bracket, V-strut
EC012357 | EG020090 | AC transfer system | 4 |  | AC transfer switch, AC transfer system, System switch, Transfer switch, Transfer switch AC, Transfer system, Transfer system AC
EC012359 | EG020082 | Mortar tub | 4 |  | Mortar bucket, Mortar tub, Mortar tubs
EC012360 | EG020024 | Load safety net | 4 |  | Barrier net, Container net, Cover net, Load safety net, Luggage net
EC012361 | EG020030 | Masking paper | 5 |  | Cover paper, Masking paper
EC012362 | EG020016 | Adhesive tape dispenser | 4 |  | Adhesive tape dispenser, Cover tape machine, Masking paper dispenser, Masking tape machine, Packing tape dispenser, Tape dispenser
EC012363 | EG021004 | Scraping-knife | 5 |  | Scraper, Scraping-knife
EC012364 | EG020064 | Joist hanger (double) | 5 |  | Beam connector (double), Beam joint (double), Joist hanger (double with overlying attachment/lug), Joist hanger (double)
EC012365 | EG019730 | Half-round metal rod | 3 |  | Aluminium bar, Aluminium rod, Bar, Brass bar, Brass rod, Bronze bar, Bronze rod, Copper bar, Copper rod, Half round metal bar, Half round metal rod, Half-round bar, Half-round metal bar, Half-round metal rod, Half-round rod, Metal bar, Metal rod, Rod, Stainless steel bar, Stainless steel rod, Steel bar, Steel rod
EC012366 | EG019730 | Half-round plastic rod | 3 |  | ABS rod, Bar, Fiber adj. plastic rod, GFK rod, GFK strip, GRP rod, GRP strip, Half-round bar, Half-round plastic bar, Half-round plastic rod, Half-round rod, Hard paper rod, PA rod, PC rod, PCTFE rod, PE rod, PEEK rod, PEI rod, PETP rod, PF rod, PI rod, PMMA rod, POM rod, PP rod, PPS rod, PSU rod, PTFE rod, PUR rod, PVC rod, PVDF rod, Plastic bar, Plastic rod, Plastic strip, Rod, Strip
EC012371 | EG020073 | Exhaust flexible suspension | 3 |  | Exhaust flexible suspension
EC012372 | EG015280 | Accessories/spare parts for gas hearth/gas fire | 2 |  | Accessories for gas fire, Accessories for gas hearth, Accessories for gas hearth/gas fire, Accessories/spare parts for gas hearth/gas fire, Casing, Gas block, Ignition, Remote control, Spare part for gas hearth/gas fire, Spare parts and accessories for gas fire, Spare parts and accessories for gas hearth, Spare parts and accessories for gas hearth / gas fire, Spare parts and accessories for gasfire, Spare parts for gas fire, Spare parts for gas hearth, Spare parts for gas hearth/gas fire
EC012373 | EG015640 | Orifice | 3 |  | Calibrated orifice, Measuring orifice, Measuring station, Metering station, Orifice, Orifices, Restriction plate